## Wells
Well ID | Aquifer | Well Name | Map Location | X CORD | Date Installed | Y CORD | Well Driller (if known) | Sampling Interval | Well Types | Boring Depth (Feet bgl) | Ground Elevation | Depth from TOC to bottom of screen (Feet) | TOC Elevation AMSL (Feet) | Bottom of Screen 1 | Top of Screen 1 | Screen Length (Feet) | Bottom of Screen 2 | Top of Screen 2 | ID | Well Comments
100 | D2 | AE-1 | H-26 | 13281090.00 | 1997-09-26 | 287540.00 | Hart Well Drilling | Not Applicable | Not Applicable | 121 | 955 | 122 | 953.99 | 121 | 108 | 13 | 0 | 0 | 1 | Screen broke 4/03. Well abandoned. Unable to sample this well.
200 | D2 | AE-2 | H-26 | 13281078.45 | 2001-08-01 | 287218.56 | Hart Well Drilling | Not Applicable | Extraction Wells | 148.6 | 925 | 150 | 923.52 | 122 | 113 | 25 | 149 | 134 | 2 | Well abandoned by Stearns Drilling 07-20-2006
250 | D2 | AE-3 | H-26 | 13281128.48 | 2004-04-22 | 287595.97 | Stearns | None | Not Applicable | 127 |  | 122 | 953.86 | 122 | 112 | 10 | 0 | 0 | 3 | Well Abandoned 3/28/11
300 | Marshy | AMW-1 | O-16 | 13275857.59 | 1994-03-09 | 284160.95 | Alpha Geoscience | Annual | Monitoring Wells | 6.5 | 955 | 8 | 904.52 | 6.5 | 3.5 | 3 | 0 | 0 | 4
400 | Marshy | AMW-2 | O-16 | 13275845.49 | 1994-03-09 | 283952.90 | Alpha Geoscience | Annual | Monitoring Wells | 7 |  | 10 | 906.02 | 7 | 4 | 3 | 0 | 0 | 5
500 | D0 | ARTESIAN #1 | I-4 | 13270182.33 |  | 286949.33 |  | Randomly | Miscellaneous Wells | [7 empty] | 0 | 0 | 6
600 | D0 | ARTESIAN #2 | I-5 | 13270273.24 |  | 286965.01 |  | Randomly | Miscellaneous Wells | [7 empty] | 0 | 0 | 7
700 | D0 | ARTESIAN #3 | I-5 | 13270318.69 |  | 286941.48 |  | Annual | Miscellaneous Wells | [7 empty] | 0 | 0 | 8
715 | E | Eaton-101s |  | 13289769.03 | 2006-11-20 | 284114.24 | RAU Drilling | Not Set | Monitoring Wells | 60.5 |  |  | 818.33 | 60.5 | 55.5 | 5 |  |  | 9 | Atwell Hicks-101
716 | E | Eaton-101d |  | 13289769.03 | 2006-11-20 | 284114.24 | RAU Drilling | Not Set | Monitoring Wells | 115 |  |  | 818.38 | 115 | 110 | 5 |  |  | 10 | Atwell-Hicks-101
717 | E | Eaton-106s |  | 13289384.09 | 2006-12-08 | 284552.52 | RAU Drilling | Not Set | Monitoring Wells | 24 |  |  | 824.89 | 24 | 19 | 5 |  |  | 11 | Atwell-Hicks-106
718 | E | Eaton-106d |  | 13289384.09 | 2006-12-12 | 284552.52 | RAU Drilling | Not Set | Monitoring Wells | 102 |  |  | 824.89 | 91 | 86 | 5 |  |  | 12 | Atwell-Hicks-106
719 | E | Eaton-107s |  | 13289698.42 | 2006-11-27 | 284633.58 | RAU Drilling | Not Set | Monitoring Wells | 21 |  |  | 810.34 | 21 | 16 | 5 |  |  | 13 | Atwell-Hicks-107
720 | E | Eaton-107d |  | 13289698.42 | 2006-11-27 | 284633.58 | RAU Drilling | Not Set | Monitoring Wells | 100 |  |  | 810.54 | 60 | 55 | 5 |  |  | 14 | Atwell-Hicks-107
725 | E | Fire Well |  | Unknown |  | Unknown |  | Randomly | Miscellaneous Wells | [9 empty] | 15
750 | Not Applicable | HC/HR |  | 13279304.882 |  | 296696.267 |  | Daily | Surface Water | [9 empty] | 16 | Honey Creek / Huron River - Samples are collected from the Huron River accessed from W Huron River Dr approximately 0.5 miles south of the intersection of N Wagner Rd and W Huron River Dr.
800 | SH | HCMW-1s | I-94 & H Creek | Unknown | 1994-06-02 | Unknown | Alpha Geoscience | Not Set | Miscellaneous Wells | 9.5 |  | 11.5 | 864.31 | 9.5 | 6.5 | 3 | 0 | 0 | 17
900 | SH | HCMW-1d | I-94 & H Creek | Unknown | 1994-06-02 | Unknown | Alpha Geoscience | Not Set | Miscellaneous Wells | 27 |  | 30 | 859.66 | 27 | 24 | 3 | 0 | 0 | 18
1000 | SH | HCMW-2s | I-94 & H Creek | Unknown | 1994-06-02 | Unknown | Alpha Geoscience | Not Set | Miscellaneous Wells | 4.5 |  | 6.7 | 857.49 | 4.5 | 1.5 | 3 | 0 | 0 | 19
1100 | SH | HCMW-2i | I-94 & H Creek | Unknown | 1994-06-02 | Unknown | Alpha Geoscience | Not Set | Miscellaneous Wells | 7 |  | 8.2 |  | 7 | 4 | 3 | 0 | 0 | 20
1200 | SH | HCMW-2d | I-94 & H Creek | Unknown | 1994-06-02 | Unknown | Alpha Geoscience | Not Set | Miscellaneous Wells | 16 |  | 19 |  | 16 | 13 | 3 | 0 | 0 | 21
1300 | D2 | HZ-N |  | NA |  | NA | Longbore | Not Applicable | Not Applicable | 0 | 0 | 0 |  | 0 | 0 | 0 | 0 | 0 | 22 | North Horizontal Well- Abandoned 11/2005
1400 | D2 | HZ-S |  | Unknown |  | Unknown | Longbore | Semi-Annual | Monitoring Wells |  |  | 0 |  |  |  |  | 0 | 0 | 23 | South Horizontal Well
1500 | E | IW-1 | I-24 | 13280193.00 | 1993-10-04 | 287031.00 | Hart Well Drilling | Not Set | Miscellaneous Wells | 230 | 930 | 232 | 930.37 | 230 | 195 | 20 | 0 | 0 | 24 | Well pipe raised 25.5 inches 05/29/03. Re-surveyed 06/13/03. Old TOC 928.87.
1600 | E | IW-2 | I-23 | 13279517.04 | 1998-06-26 | 286907.96 | Stearns | Semi-Annual | Monitoring Wells | 234 | 939 | 228 | 937.85 | 228 | 194 | 20 | 0 | 0 | 25
1601 | E | IW-3 | L-28 | 13281843.90 | 2003-08-15 | 285353.20 | Stearns | Not Set | Monitoring Wells | 141 | 928 | 0 | 927.02 | 141 | 121 | 20 | 0 | 0 | 26 | Same as TW-16
1602 | E | IW-4 | J-28 | 13281884.00 | 2006-01-20 | 286409.00 | Stearns | Not Set | Miscellaneous Wells | 166 | 917 |  |  | 160 | 130 | 30 | 0 | 0 | 27
1603 | E | IW-5 | L-28 | 13281790.70 | 2006-06-16 | 285367.00 | Stearns Drilling | Not Set | Injection Wells | 150 |  |  |  | 146 | 124 | 22 |  |  | 28
1700 | D2 | LB-1 | H-24 | 13280124.00 | 1992-02-21 | 287474.00 |  | Extraction Monthly | Extraction Wells | 156 | 944 | 161 | 941.69 | 156 | 136 | 20 | 0 | 0 | 29
1800 | D2 | LB-2 | H-24 | 13280102.00 | 1998-05-12 | 287463.00 | Hart Well Drilling | Not Applicable | Extraction Wells | 101 | 944 | 103.5 | 941.36 | 101 | 91 | 10 | 0 | 0 | 30 | "Casing cut down by approximately 9.5 inches-3/2003. Resurveyed 6/13/03. Old TOC 955. Taken out of service as an extraction well effective 6/05/2006"
1801 | D2 | LB-3 | H-24 | 13280162.12 | 2006-06-01 | 287593.50 | Stearns Drilling | Extraction Monthly | Extraction Wells | 175 |  |  | 941.68 | 120 | 100 | 20 |  |  | 31
1900 | D2 | LBOW-1 | H-24 | 13281094.00 | 1992-09-04 | 287415.00 |  | None | Monitoring Wells |  |  | 150 | 940.56 |  |  | 5 | 0 | 0 | 32
1950 | SH | Location D | P-13 | 13274590.59 | 2002-11-12 | 283634.45 |  | Not Applicable | Not Applicable | [7 empty] | 0 | 0 | 33 | This well was sealed and is not used.
2000 | SH | LS-1 | O-17 | 13276446.69 | 1987-09-02 | 283966.74 | Keck | Not Set | Miscellaneous Wells | 14 | 908.31 | 13 | 910.33 | 10.5 | 7.5 | 3 | 0 | 0 | 34 | Lift Station
2100 | SH | LS-2 | O-17 | 13276390.73 | 1987-09-15 | 283966.74 | Keck | Not Set | Miscellaneous Wells | 17.5 | 907.92 | 13 | 909.44 | 11 | 8 | 11 | 0 | 0 | 35 | Lift Station
2200 | SH | LS-3 | O-17 | 13276343.90 | 1987-09-02 | 283966.74 | Keck | Not Set | Miscellaneous Wells | 14 | 908.76 | 13 | 909.28 | 12 | 9 | 3 | 0 | 0 | 36 | Lift Station
2300 | SH | LS-4 | O-17 | 13276289.65 | 1987-09-02 | 283966.74 | Keck | Not Set | Miscellaneous Wells | 13 | 907.89 | 13 | 909.91 | 10.5 | 7.5 | 3 | 0 | 0 | 37 | Lift Station
2400 | SH | LS-5 | O-16 | 13276241.69 | 1987-09-03 | 283966.74 | Keck | Not Set | Miscellaneous Wells | 14 | 910.85 | 13 | 911.37 | 12 | 9 | 3 | 0 | 0 | 38 | Lift Station
2500 | SH | LS-6 | O-17 | 13276348.62 | 1987-09-03 | 283933.09 | Keck | Not Set | Miscellaneous Wells | 17 | 913.06 | 18.3 | 913.88 | 17 | 14 | 3 | 0 | 0 | 39 | Lift Station
2600 | SH | LS-7 | O-17 | 13276373.60 | 1987-09-03 | 284087.72 | Keck | Not Set | Miscellaneous Wells |  | 906.15 |  | 907.67 |  |  |  | 0 | 0 | 40 | Lift Station
2700 | SH | LS-8 | O-16 | 13276267.96 | 1987-09-03 | 284068.89 | Keck | Not Set | Miscellaneous Wells | 14 | 906.13 | 13 | 907.65 | 11 | 8 | 3 | 0 | 0 | 41 | Lift Station
2750 | E | Montgomery Well #2 | O-36 | Unknown |  | Unknown |  | Not Set | Monitoring Wells | [9 empty] | 42
2800 | Marshy | MOW-1 | O-16 | 13275881.00 |  | 283978.80 |  | Annual | Monitoring Wells |  |  | 5 | 905.84 |  |  |  | 0 | 0 | 43
2900 | C3 | MW-1 | O-16 | 13276230.56 | 1986-03-05 | 283884.69 |  | Quarterly | Monitoring Wells | 70 | 916.79 | 63 | 916.02 | 60.29 | 57.29 | 3 | 0 | 0 | 44
3000 | C3 | MW-2s | N-16 | 13276005.00 | 1986-03-06 | 284353.00 |  | None | Monitoring Wells | 10 | 908.98 | 12.52 | 911.11 | 9.89 | 7.87 | 2 | 0 | 0 | 45
3100 | C3 | MW-2d | N-16 | 13275977.00 | 1986-03-06 | 284351.00 |  | Quarterly | Monitoring Wells | 53.5 | 909.43 | 56 | 911.34 | 53.5 | 50.5 | 3 | 0 | 0 | 46
3200 | C3 | MW-3s | N-17 | 13276650.00 | 1986-03-06 | 284601.00 |  | None | Monitoring Wells | 13.26 | 915.68 | 15.5 | 917.44 | 13.26 | 11.26 | 2 | 0 | 0 | 47
3300 | C3 | MW-3d | N-17 | 13276650.00 | 1986-03-06 | 284601.00 |  | None | Monitoring Wells | 68 | 915.74 | 66 | 918.18 | 63.08 | 60.08 | 3 | 0 | 0 | 48
3400 | C3 | MW-4s | L-15 | 13275584.00 | 1986-09-23 | 285217.00 |  | None | Monitoring Wells | 45 | 907.21 | 40 | 910.73 | 36 | 34 | 2 | 0 | 0 | 49
3500 | D2 | MW-4d | L-15 | 13275550.00 | 1986-03-13 | 285202.00 |  | Quarterly | Monitoring Wells | 70 | 908.02 | 73 | 911.04 | 69.5 | 66.5 | 3 | 0 | 0 | 50
3600 | SH | MW-5s | O-16 | 13276071.38 | 1986-03-13 | 283844.03 |  | None | Monitoring Wells | 12 | 915.79 | 12 | 917.81 | 9.5 | 7.5 | 2 | 0 | 0 | 51
3700 | SH | MW-5d | O-16 | 13276071.38 | 1989-11-22 | 283844.03 | T & T Drilling | Quarterly | Monitoring Wells | 19 | 912.95 | 23 | 916.47 | 19 | 16 | 3 | 0 | 0 | 52
3800 | SH | MW-6 |  | 13275751.99 | 1986-03-14 | 283819.92 |  | Not Set | Monitoring Wells | 15 | 915.62 | 12 | 917.43 | 10 | 8 | 2 | 0 | 0 | 53 | XY location and TOC elevation re-surveyed 6/16/2017.
3900 | SH | MW-7 | O-17 | 13276306.26 | 1986-03-19 | 283832.28 |  | Not Set | Monitoring Wells | 14.5 | 917.63 | 17 | 918.9 | 14.29 | 12.29 | 2 | 0 | 0 | 54 | XY location and TOC elevation re-surveyed 6/16/2017.
4000 | C3 | MW-8s | Q-17 | 13276315.15 | 1986-03-27 | 283050.24 |  | Randomly | Monitoring Wells | 23 | 930.26 | 26 | 930.13 | 23 | 20 | 3 | 0 | 0 | 55 | XY location and TOC elevation re-surveyed 6/16/2017.
4100 | SW | MW-8d | Q-17 | 13276323.55 | 1986-03-27 | 283052.86 |  | None | Monitoring Wells | 69 | 929.25 | 70 | 928.17 | 67 | 64 | 3 | 0 | 0 | 56 | XY location and TOC elevation re-surveyed 6/16/2017.
4200 | C3 | MW-9s | M-16 | 13276171.00 | 1986-04-01 | 284803.00 |  | Not Set | Monitoring Wells | 8.5 | 913.44 | 11.99 | 916.45 | 8.5 | 5.5 | 3 | 0 | 0 | 57
4300 | D2 | MW-9d | M-16 | 13276171.00 | 1986-04-01 | 284803.00 |  | None | Monitoring Wells | 68 | 913.53 | 68 | 915.72 | 65.33 | 62.33 | 3 | 0 | 0 | 58
4400 | SW | MW-10s | P-16 | 13275785.96 |  | 283354.52 |  | None | Monitoring Wells | 18.4 | 911.51 | 18.4 | 914.71 |  |  | 2 | 0 | 0 | 59
4500 | SW | MW-10d | P-16 | 13275832.5 | 1986-04-02 | 283346.7 |  | Quarterly | Monitoring Wells | 65 | 912.2 | 62 | 912.2 | 59.47 | 57.47 | 2 | 0 | 0 | 60 | 12 inches cut off of well pipe 05/06/03. Needs re-surveying. 09/22/04 re-surveyed, old TOC 915.29, Db updated with new. MW-10d converted to flush mount well. XY location and TOC elevation re-surveyed on 3/20/17..
4600 | C3 | MW-11s | M-14 | 13274885.71 | 1986-04-03 | 285069.22 |  | None | Monitoring Wells | 16.14 | 910.79 | 19 | 913.05 | 16.14 | 14.14 | 2 | 0 | 0 | 61 | MW-10d converted
4700 | C3 | MW-11i | M-14 | 13274903.69 | 1986-10-13 | 285096.42 |  | None | Monitoring Wells | 50 | 910.59 | 44 | 913.01 | 41 | 39 | 2 | 0 | 0 | 62
4800 | D2 | MW-11d | M-14 | 13274908.95 | 1986-04-03 | 285046.96 |  | Quarterly | Monitoring Wells | 90 | 910.65 | 93 | 913.02 | 90 | 87 | 3 | 0 | 0 | 63
4900 | B2 | MW-12s | O-17 | 13276761.85 | 1986-04-04 | 283873.67 |  | Randomly | Monitoring Wells | 24.63 | 926.94 | 27 | 928.83 | 24.63 | 22.63 | 2 | 0 | 0 | 64
5000 | C3 | MW-12d | O-17 | 13276764.30 | 1986-04-04 | 283885.30 |  | None | Monitoring Wells | 69 | 926.85 | 68 | 929.84 | 64.53 | 61.53 | 3 | 0 | 0 | 65
5100 | D2 | MW-13 | L-14 | 13274834.00 | 1986-04-09 | 285351.00 |  | None | Monitoring Wells | 140 | 905.44 | 139 | 908.54 | 135.5 | 133.5 | 2 | 0 | 0 | 66
5200 | SH | MW-14s | K-16 | 13276185.0 | 1986-04-16 | 285843.7 |  | Randomly | Monitoring Wells | 24 | 925.79 | 24 | 926.7 | 22.74 | 20.74 | 2 | 0 | 0 | 67 | XY Location and TOC Elevation resurveyed 10/16/2016.
5300 | D2 | MW-14d | K-16 | 13276189.5 | 1986-04-15 | 285848.40 |  | None | Monitoring Wells | 95 | 920.74 | 85.5 | 928.9 | 82 | 80 | 2 | 0 | 0 | 68 | XY Location and TOC eleation resurveyed 10/16/2016.
5400 | C3 | MW-15s | N-18 | 13276997.78 | 1986-04-16 | 284361.24 |  | Annual | Monitoring Wells | 20 | 910.74 | 22 | 912.61 | 19.67 | 17.67 | 2 | 0 | 0 | 69
5500 | C3 | MW-15d | N-18 | 13276997.78 | 1986-04-16 | 284361.24 |  | Annual | Monitoring Wells | 66.5 | 910.74 | 63 | 911.85 | 61.38 | 59.38 | 2 | 0 | 0 | 70
5600 | C3 | MW-16 | N-20 | 13277899.52 | 1986-09-24 | 284423.47 |  | Annual | Monitoring Wells | 88 | 910.74 | 92 | 913.25 | 89 | 87 | 2 | 0 | 0 | 71
5700 | D2 | MW-17 | J-20 | 13278049.79 | 1986-10-24 | 286577.11 |  | Quarterly | Monitoring Wells | 104 | 930.14 | 103 | 934.27 | 99.5 | 97.5 | 2 | 0 | 0 | 72
5800 | C3 | MW-18s | N-13 | 13274957.61 | 1987-07-14 | 284198.10 | T & T Drilling | None | Monitoring Wells | 14 | 914.21 | 17.16 | 916.73 | 14 | 12 | 2 | 0 | 0 | 73
5900 | C3 | MW-18d | N-13 | 13274957.61 | 1987-07-14 | 284198.10 | T & T Drilling | Quarterly | Monitoring Wells | 69 | 914.05 | 67 | 916.92 | 64 | 62 | 2 | 0 | 0 | 74 | 09/22/04 Re-surveyed, old TOC 917.05, Db updated with new.
6000 | Not Determined | MW-19 | M-15 | 13275737.00 | 1987-07-15 | 284716.00 | T & T Drilling | Not Set | Monitoring Wells | 64 | 905.63 | 56 | 907.15 | 54 | 52 | 2 | 0 | 0 | 75 | Well is Dead. No longer accessable for sampling - trucks keep running over the well - well is bent
6100 | C3 | MW-20 | N-11 | 13273524.00 | 1987-07-15 | 284262.00 | T & T Drilling | Quarterly | Monitoring Wells | 54 | 908.14 | 48 | 910.66 | 45 | 43 | 2 | 0 | 0 | 76
6200 | D0 | MW-21 | N-7 | 13271401.00 | 1987-07-16 | 284441.00 | T & T Drilling | Not Applicable | Not Applicable | 72 | 915.62 | 63.1 | 918.32 | 60 | 58 | 2 | 0 | 0 | 77 | 918.62 old TOC (re-surveyed 9/03, well was bent); 07/04 well removed due to condo development
6300 | C3 | MW-22 | O-15 | 13275526.00 | 1987-07-17 | 283810.00 | T & T Drilling | Quarterly | Monitoring Wells | 75 | 921.47 | 48 | 922.85 | 47 | 44 | 3 | 0 | 0 | 78 | 10/07/03 Pipe cut. Needs to be re-surveyed. 09/22/04 Re-surveyed, Old TOC 924.47, Db updated with new.
6400 | C3 | MW-23 | O-16 | 13275901.1 | 1987-07-22 | 284014.9 | Keck | Annual | Monitoring Wells | 31 | 902.47 | 32 | 909.3 | 30 | 28 | 2 | 0 | 0 | 79 | Re-surveyed 06/13/03. Old TOC 904.47. Re-surveyed 09/13/07. Old TOC 905.43. XY location and TOC elevation re-surveyed 10/18/2016.
6500 | C3 | MW-24 | N-16 | 13275929.00 | 1987-07-22 | 284151.00 | Keck | Annual | Monitoring Wells | 26 | 902.85 | 27 | 904.37 | 25 | 23 | 2 | 0 | 0 | 80
6600 | C2 | MW-25s | O-16 | 13275810.00 | 1987-10-06 | 283734.00 | T & T Drilling | Quarterly | Monitoring Wells | 45 | 919.1 | 21.5 | 921.62 | 18.5 | 15.5 | 3 | 0 | 0 | 81
6700 | C3 | MW-25d | O-16 | 13275810.00 | 1987-10-07 | 283734.00 | T & T Drilling | None | Monitoring Wells | 45 | 919.83 | 44.1 | 922.25 | 40.1 | 37.1 | 3 | 0 | 0 | 82 | Well is dry. Attempt to sample in Spring. Collect static at same time.
6800 | C2 | MW-26 | P-16 | 13275890.16 | 1987-10-06 | 283434.91 | T & T Drilling | None | Monitoring Wells | 19 | 909.6 | 21 | 913.16 | 18 | 15 | 3 | 0 | 0 | 83 | 09/22/04 re-surveyed, old TOC 919.91, Db updated with new.
6900 | C3 | MW-27 | Q-15 | 13275605.87 | 1987-10-07 | 283153.33 | T & T Drilling | None | Monitoring Wells | 11 | 912.32 | 14 | 915.07 | 11 | 8 | 3 | 0 | 0 | 84 | 09/22/04 re-surveyed, old TOC 919.03, Db updated with new.
7000 | C3 | MW-28 | P-12 | 13274116.00 | 1987-10-08 | 283379.00 | T & T Drilling | Quarterly | Monitoring Wells | 50 | 917.4 | 52.5 | 916.92 | 49 | 46 | 3 | 0 | 0 | 85
7100 | B2 | MW-29 | O-16 | 13276120.00 | 1987-10-08 | 283723.00 | T & T Drilling | Not Set | Monitoring Wells | 21 | 923.43 | 24 | 925.45 | 21.5 | 19.5 | 3 | 0 | 0 | 86 | Well was lost when sewer line went in behind Bldg 5
7200 | D2 | MW-30i | J-19 | 13277557.00 | 1988-09-20 | 286283.00 | Keck | Annual | Monitoring Wells | 145 | 934.73 | 147.85 | 937.21 | 145 | 137 | 8 | 0 | 0 | 87
7300 | E | MW-30d | J-19 | 13277580.00 | 1988-09-13 | 286269.00 | Keck | Quarterly | Monitoring Wells | 209 | 934.6 | 212 | 937.37 | 209 | 201 | 8 | 0 | 0 | 88
7400 | D0 | MW-31 | J-6 | 13270905.00 | 1989-06-16 | 286465.00 | T & T Drilling | Annual | Monitoring Wells | 65 | 884.08 | 68 | 887.05 | 65 | 60 | 5 | 0 | 0 | 89
7500 | C3 | MW-32 | M-14 | 13274997.00 | 1989-12-19 | 284714.00 | T & T Drilling | Quarterly | Monitoring Wells | 62.5 | 923.35 | 65 | 925.37 | 62.5 | 57.5 | 5 | 0 | 0 | 90
7600 | C3 | MW-33 | M-12 | 13274248.00 | 1989-12-20 | 284829.00 | T & T Drilling | None | Monitoring Wells | 56 | 925 | 57.53 | 927.3 | 54.75 | 49.75 | 5 | 0 | 0 | 91 | well is damaged
7700 | C3 | MW-34s | N-12 | 13274220.13 | 1989-12-28 | 284292.47 | T & T Drilling | Quarterly | Monitoring Wells | 50 | 920.3 | 52.99 | 922.01 | 50 | 45 | 5 | 0 | 0 | 92 | XY location and TOC elevation re-surveyed 6/16/2017.
7800 | D2 | MW-34d | N-12 | 13274219.87 | 1989-12-28 | 284292.78 | T & T Drilling | Quarterly | Monitoring Wells | 94 | 920.6 | 94.03 | 921.55 | 93 | 88 | 5 | 0 | 0 | 93 | XY location and TOC elevation re-surveyed 6/16/2017.
7900 | C3 | MW-35 | L-13 | 13274474.00 | 1990-01-03 | 285304.00 | T & T Drilling | Quarterly | Monitoring Wells | 44 | 909.4 | 45.04 | 911.96 | 42 | 39 | 3 | 0 | 0 | 94
8000 | C3 | MW-36 | N-12 | 13274156.00 | 1992-09-02 | 284622.00 | T & T Drilling | Annual | Monitoring Wells | 88 | 920.34 | 72.75 | 922.61 | 70 | 65 | 5 | 0 | 0 | 95
8100 | C3 | MW-37 | O-13 | 13274605.00 | 1992-09-02 | 283831.00 | T & T Drilling | Quarterly | Monitoring Wells | 70 | 924.37 | 72.7 | 926.59 | 70 | 67 | 3 | 0 | 0 | 96
8200 | C3 | MW-38s | O-12 | 13274024.00 | 1992-10-22 | 283926.00 | T & T Drilling | None | Monitoring Wells | 37 | 912.4 | 37.89 | 917.34 | 36 | 33 | 3 | 0 | 0 | 97
8300 | D2 | MW-38d | O-12 | 13274058.00 | 1992-10-22 | 283905.00 | T & T Drilling | Quarterly | Monitoring Wells | 85 | 911.69 | 83.6 | 916.53 | 81 | 76 | 5 | 0 | 0 | 98 | 09/22/04 Re-surveyed, Old TOC 916.72, Db updated with new.
8400 | C3 | MW-39s | O-11 | 13273390.00 | 1993-05-07 | 283991.00 | T & T Drilling | Quarterly | Monitoring Wells | 91 | 911.41 | 58 | 908.67 | 55 | 50 | 5 | 0 | 0 | 99
8500 | D2 | MW-39d | O-11 | 13273370.00 | 1993-05-11 | 283945.00 | T & T Drilling | Quarterly | Monitoring Wells | 139 | 910.07 | 93 | 909.63 | 90 | 85 | 5 | 0 | 0 | 100
8600 | D0 | MW-40s | H-13 | 13274590.00 | 1993-05-13 | 287483.00 | T & T Drilling | Annual | Monitoring Wells | 85 | 927.33 | 88 | 929.9 | 85 | 80 | 5 | 0 | 0 | 101
8700 | D0 | MW-40d | H-13 | 13274596.00 | 1993-05-12 | 287441.00 | T & T Drilling | Annual | Monitoring Wells | 137 | 927.31 | 133 | 929.9 | 130 | 125 | 5 | 0 | 0 | 102
8800 | D0 | MW-41s | H-3 | 13269596.00 | 1993-05-17 | 287453.00 | T & T Drilling | Semi-Annual | Monitoring Wells | 92 | 865.68 | 50 | 873.18 | 50 | 45 | 5 | 0 | 0 | 103
8900 | D0 | MW-41d | H-3 | 13269564.00 | 1993-05-18 | 287441.00 | T & T Drilling | Semi-Annual | Monitoring Wells | 92 | 866.32 | 91 | 876.59 | 91 | 86 | 5 | 0 | 0 | 104
9000 | D0 | MW-42s | G-10 | 13272904.50 | 1993-05-26 | 287856.30 | T & T Drilling | Annual | Monitoring Wells | 93 | 913.49 | 53 | 915.97 | 50 | 45 | 5 | 0 | 0 | 105
9100 | D0 | MW-42d | G-10 | 13272912.30 | 1993-05-26 | 287856.10 | T & T Drilling | Annual | Monitoring Wells | 90 | 913.56 | 93 | 916.02 | 90 | 85 | 5 | 0 | 0 | 106
9200 | D2 | MW-43 | L-21 | 13278317.00 | 1993-11-23 | 285228.00 | T & T Drilling | Biannually | Monitoring Wells | 107 | 906 | 90 | 908.65 | 90 | 85 | 5 | 0 | 0 | 107 | T.O. C.- re-surveyed by FTCH 11/01/01
9300 | D2 | MW-44 | P-12 | 13274034.00 | 1997-07-10 | 283554.00 | T & T Drilling | None | Monitoring Wells | 121 | 920 | 107 | 911.22 | 107 | 102 | 5 | 0 | 0 | 108 | Well has a slow recharge rate.
9400 | SW | MW-45s | P-16 | 13275811.00 | 1999-03-16 | 283489.00 | Stearns | Semi-Annual | Monitoring Wells | 40 | 907.86 | 43.6 | 910.98 | 40 | 35 | 5 | 0 | 0 | 109
9500 | SW | MW-45d | P-16 | 13275811.00 | 1999-03-16 | 283532.00 | Stearns | Semi-Annual | Monitoring Wells | 70 | 908.36 | 60.25 | 911.38 | 57 | 52 | 5 | 0 | 0 | 110 | 09/22/04 Re-surveyed, old TOC 911.61, Db updated with new.
9600 | SW | MW-46 | P-15 | 13275720.03 | 1999-02-24 | 283204.37 | Stearns | Semi-Annual | Monitoring Wells | 70 | 910.77 | 70 | 913.36 | 68 | 63 | 5 | 0 | 0 | 111 | Re-surveyed 06/13/03. Old TOC 912.77. Re-surveyed 09/22/04. Old TOC 916.17. XY location and TOC elevation re-surveyed 6/16/2017.
9700 | D2 | MW-47s | H-27 | 13281507.60 | 1999-06-30 | 287555.43 | Stearns | Quarterly | Monitoring Wells | 105 | 950 | 105 | 947.3 | 105 | 100 | 5 | 0 | 0 | 112
9800 | D2 | MW-47d | H-27 | 13281488.51 | 1999-07-02 | 287514.54 | Stearns | Quarterly | Monitoring Wells | 124 | 950 | 124 | 948.15 | 124 | 119 | 5 | 0 | 0 | 113
9900 | SW | MW-48 | Q-16 | 13275841.56 | 1999-10-04 | 283110.40 | Stearns | Semi-Annual | Monitoring Wells | 71 | 918.55 | 63.68 | 920.75 | 61 | 56 | 5 | 0 | 0 | 114
10000 | SW | MW-49 | Q-15 | 13275601.50 | 1999-10-05 | 283046.14 | Stearns | Semi-Annual | Monitoring Wells | 77 | 922.67 | 68.73 | 923.92 | 67 | 62 | 5 | 0 | 0 | 115
10100 | SW | MW-50 | P-15 | 13275616.11 | 1999-10-06 | 283351.31 | Stearns | Semi-Annual | Monitoring Wells | 76 | 906.83 | 58.57 | 909.44 | 56 | 51 | 5 | 0 | 0 | 116 | XY location and TOC elevation re-surveyed 6/16/2017.
10110 | Not Applicable | MW-50/MW-58s | P-15 | NA |  | NA |  | Not Set | Extraction Wells | 0 | 0 | 0 |  | 0 | 0 | 0 | 0 | 0 | 117
10200 | D0 | MW-51 | M-9 | 13272641.91 | 2000-02-16 | 284766.83 | Stearns | Annual | Monitoring Wells | 165 | 898.6 | 35 | 898.24 | 35 | 25 | 10 | 0 | 0 | 118
10300 | SW | MW-52s | P-16 | 13275742.48 | 2000-05-22 | 283382.60 | Stearns | Semi-Annual | Monitoring Wells | 69 | 915.69 | 71.95 | 914.67 | 69 | 64 | 5 | 0 | 0 | 119
10400 | SW | MW-52i | P-16 | 13275745.52 | 2000-05-22 | 283374.49 | Stearns | Annual | Monitoring Wells | 85 | 915.97 | 87.75 | 914.75 | 85 | 80 | 5 | 0 | 0 | 120
10500 | SW | MW-52d | P-16 | 13275749.57 | 2000-05-22 | 283366.39 | Stearns | Annual | Monitoring Wells | 120 | 916.19 | 104.8 | 915.02 | 102 | 97 | 5 | 0 | 0 | 121
10600 | D0 | MW-53s | L-8 | 13272013.28 | 2000-05-25 | 285543.26 | Stearns | Quarterly | Monitoring Wells | 70 | 926.76 | 69.6 | 925.88 | 70 | 60 | 10 | 0 | 0 | 122 | A2 Cleaning
10700 | D0 | MW-53i | L-8 | 13271997.39 | 2000-05-25 | 285565.50 | Stearns | Quarterly | Monitoring Wells | 110 | 926.82 | 109.74 | 926.08 | 110 | 100 | 10 | 0 | 0 | 123 | A2 Cleaning
10800 | D0 | MW-53d | L-8 | 13272016.45 | 2000-05-25 | 285565.50 | Stearns | Quarterly | Monitoring Wells | 161 | 926.6 | 159.61 | 925.73 | 160 | 150 | 10 | 0 | 0 | 124 | A2 Cleaning
10900 | D2 | MW-54s | F-21 | 13278653.54 | 2000-08-15 | 288393.30 | Stearns | Quarterly | Monitoring Wells | 100 | 941.6 | 99.6 | 940.39 | 100 | 90 | 10 | 0 | 0 | 125
11000 | D2 | MW-54d | F-21 | 13278656.36 | 2000-08-14 | 288399.19 | Stearns | Quarterly | Monitoring Wells | 205 | 941.7 | 184.57 | 940.31 | 185 | 175 | 10 | 0 | 0 | 126
11100 | D2 | MW-55 | F-22 | 13278947.93 | 2000-08-18 | 288169.91 | Stearns | Semi-Annual | Monitoring Wells | 186 | 932 | 169.43 | 930.69 | 170 | 160 | 10 | 0 | 0 | 127 | Access was denied 1/2009 until 9/2010. Access again denied in September 2016.
11200 | D2 | MW-56s | P-10 | 13273157.55 | 2000-08-24 | 283501.48 | Stearns | Quarterly | Monitoring Wells | 105 | 923 | 108.22 | 924.87 | 105 | 95 | 10 | 0 | 0 | 128 | Smith Farms
11300 | E | MW-56d | P-10 | 13273167.85 | 2000-08-23 | 283501.42 | Stearns | Quarterly | Monitoring Wells | 235 | 923 | 213.09 | 924.81 | 210 | 200 | 10 | 0 | 0 | 129 | Smith Farms
11400 | SW | MW-57 | Q-16 | 13276139.40 | 2000-08-23 | 283002.05 | Kit Waldron | Quarterly | Monitoring Wells | 65 | 924.5 | 53.07 | 926.58 | 50 | 45 | 5 | 0 | 0 | 130
11500 | SW | MW-58s | P-15 | 13275464.3 | 2000-08-29 | 283272.8 | Kit Waldron | Semi-Annual | Monitoring Wells | 69 | 908 | 68.95 | 907.4 | 69 | 64 | 5 | 0 | 0 | 131 | Drop pipe broken - no longer temporary extraction well. Monitoring well only. Repaired 11/2007. XY location and TOC elevation resurveyed on 10/18/2016.
11600 | SW | MW-58d | P-15 | 13275460..6 | 2000-08-29 | 283278.6 | Kit Waldron | Semi-Annual | Monitoring Wells | 97 | 907.8 | 96.82 | 907.3 | 97 | 92 | 5 | 0 | 0 | 132 | XY location and TOC elevation re-surveyed 10/18/2016.
11700 | D0 | MW-59s | O-8 | 13272156.96 | 2000-08-29 | 284117.24 | Stearns | Annual | Monitoring Wells | 63 | 915 | 62.38 | 913.67 | 63 | 53 | 10 | 0 | 0 | 133 | 914.38 old TOC (re-surveyed 9/03, well was paved over)
11800 | E | MW-59d | O-8 | 13272159.00 | 2000-08-28 | 284108.79 | Stearns | Annual | Monitoring Wells | 175 | 914.5 | 174.67 | 913.54 | 175 | 165 | 10 | 0 | 0 | 134 | 914.17 old TOC (re-surveyed 9/03, well was paved over)
11900 | D0 | MW-60 | J-8 | 13272170.95 | 2000-08-30 | 286194.58 | Stearns | Annual | Monitoring Wells | 141 | 936.4 | 89.5 | 935.26 | 90 | 80 | 10 | 0 | 0 | 135 | 4401 Park
12000 | D0 | MW-61s | J-7 | 13271309.11 | 2000-09-07 | 286194.58 | Stearns | Semi-Annual | Monitoring Wells | 78 | 923.5 | 77.49 | 922.51 | 78 | 68 | 10 | 0 | 0 | 136
12100 | D0 | MW-61d | J-7 | 13271323.30 | 2000-09-07 | 286173.32 | Stearns | Semi-Annual | Monitoring Wells | 171 | 923.4 | 135.45 | 922.37 | 136 | 126 | 10 | 0 | 0 | 137
12200 | D2 | MW-62s | Q-10 | 13273076.41 | 2000-12-05 | 282928.26 | Stearns | Semi-Annual | Monitoring Wells | 50 | 909 | 51.9 | 910.42 | 50 | 40 | 10 | 0 | 0 | 138 | farm, Aquifer? C3/D2
12300 | D2 | MW-62i | Q-10 | 13273066.51 | 2000-12-06 | 282930.65 | Stearns | Semi-Annual | Monitoring Wells | 110 | 909 | 112.26 | 910.76 | 110 | 100 | 10 | 0 | 0 | 139 | Re-surveyed 12/2008. Old TOC 910.78. Farm
12400 | E | MW-62d | Q-10 | 13273057.25 | 2000-12-04 | 282928.26 | Stearns | Semi-Annual | Monitoring Wells | 220 | 909 | 197.26 | 910.74 | 195 | 185 | 10 | 0 | 0 | 140 | farm
12500 | D2 | MW-63s | Q-9 | 13272591.51 | 2001-01-09 | 283157.02 | Stearns | Semi-Annual | Monitoring Wells | 50 | 910 | 50 | 913.12 | 50 | 40 | 10 | 0 | 0 | 141 | farm, Aquifer? C3/D2. Well properly abandoned on 9/18/19 by Keller Well Drilling, Inc..
12600 | D2 | MW-63i | Q-9 | 13272581.62 | 2001-01-05 | 283159.41 | Stearns | Semi-Annual | Monitoring Wells | 125 | 910 | 131 | 912.42 | 125 | 115 | 10 | 0 | 0 | 142 | farm. Well properly abandoned on 9/18/19 by Keller Well Drilling, Inc.
12700 | E | MW-63d | Q-9 | 13272582.36 | 2001-01-08 | 283157.02 | Stearns | Annual | Monitoring Wells | 217 | 910 | 172.9 | 912.09 | 170 | 160 | 10 | 0 | 0 | 143 | farm. Well properly abandoned on 9/18/19 by Keller Well Drilling, Inc.
12800 | E | MW-64 | N-13 | 13274770.73 | 2001-05-16 | 284662.37 | Stearns | Quarterly | Monitoring Wells | 219 | 933.5 | 236 | 931.11 | 215 | 205 | 10 | 0 | 0 | 144 | Old T.O.C. Elevation before pipe added was 930.97
12900 | E | MW-65s | O-17 | 13276767.63 | 2001-07-16 | 283633.92 | Stearns | Semi-Annual | Monitoring Wells | 152 | 929.5 | 151.93 | 928.95 | 152 | 142 | 10 | 0 | 0 | 145
13000 | E | MW-65i | O-17 | 13276779.63 | 2001-07-13 | 283638.92 | Stearns | Semi-Annual | Monitoring Wells | 211 | 929.5 | 210.85 | 928.87 | 211 | 201 | 10 | 0 | 0 | 146
13100 | E | MW-65d | O-17 | 13276765.63 | 2001-07-12 | 283645.92 | Stearns | Semi-Annual | Monitoring Wells | 278 | 929 | 261.97 | 928.49 | 262 | 252 | 10 | 0 | 0 | 147
13200 | E | MW-66 | L-13 | 13274470.06 | 2001-07-19 | 285316.29 | Stearns | Quarterly | Monitoring Wells | 197 | 910 | 191.73 | 911.25 | 190 | 180 | 10 | 0 | 0 | 148
13300 | E | MW-67 | O-20 | 13277908.31 | 2001-07-27 | 283795.03 | Stearns | Biannually | Monitoring Wells | 235 | 920 | 224 | 924.93 | 224 | 214 | 10 | 0 | 0 | 149 | TOC updated 04/01/09 Old TOC: 933.32
13400 | E | MW-68 | R-17 | 13276744.97 | 2001-08-10 | 282659.79 | Stearns | Semi-Annual | Monitoring Wells | 245 | 946 | 235.74 | 945.26 | 236 | 226 | 10 | 0 | 0 | 150
13500 | E | MW-69 | K-18 | 13276946.8 | 2001-08-16 | 285931.2 | Stearns | Annual | Monitoring Wells | 225 | 915 | 222.12 | 921.8 | 220 | 210 | 10 | 0 | 0 | 151 | re-surveyed by FTCH 11/01/01. XY location and TOC elevation re-surveyed 10/18/2016.
13600 | E | MW-70 | N-20 | 13277977.52 | 2001-08-27 | 284485.47 | Stearns | Annual | Monitoring Wells | 230 | 912 | 220 | 911.49 | 220 | 210 | 10 | 0 | 0 | 152
13700 | E | MW-71 | L-21 | 13278587.55 | 2001-10-12 | 285511.08 | Stearns | Semi-Annual | Monitoring Wells | 236 | 914.2 | 191 | 913.75 | 191 | 181 | 10 | 0 | 0 | 153
13799 | E | MW-72s | K-25 | 13280450.66 | 2002-12-18 | 285914.03 | Stearns | Semi-Annual | Monitoring Wells | 123.5 | 943 | 123.5 | 942.93 | 123.5 | 118.5 | 5 | 0 | 0 | 154
13800 | E | MW-72d | K-25 | 13280561.00 | 2001-11-28 | 285943.00 | Stearns | Quarterly | Monitoring Wells | 280 | 943 | 200 | 942.49 | 200 | 190 | 10 | 0 | 0 | 155
13900 | Not Applicable | MW-73 |  | 13288974.40 |  | 286163.90 |  | Not Applicable | Not Applicable | 101 | [6 empty] | 0 | 0 | 156 | West Park Borehole only - no well - boring completed 02-27-02
14000 | Not Applicable | MW-74 |  | 13285510.94 |  | 287199.20 | Stearns | Not Applicable | Not Applicable | 216 | [6 empty] | 0 | 0 | 157 | Miller Park borehole only - no well-02-26-02
14100 | C3 | MW-75 | P-16 | 13276110.60 | 2002-03-15 | 283501.80 | Stearns | Semi-Annual | Monitoring Wells | 86 | 922 | 54 | 924.68 | 51 | 46 | 5 | 0 | 0 | 158 | 09/22/04 re-surveyed, old TOC 924.7, Db updated with new.
14200 | E | MW-76s | L-32 | 13283877.00 | 2002-03-25 | 285243.00 | Stearns | Monthly | Monitoring Wells | 104 | 927 | 104 | 926.22 | 104 | 94 | 10 | 0 | 0 | 159 | Per DEQ request changed to monthly sampling in 2013.
14300 | E | MW-76i | L-32 | 13283886.00 | 2002-03-27 | 285245.00 | Stearns | Monthly | Monitoring Wells | 195 | 927 | 195 | 926.11 | 195 | 185 | 10 | 0 | 0 | 160 | Per DEQ request monthly sampling was started in 2013.
14400 | E | MW-76d | L-32 | 13283895.00 | 2002-03-26 | 285247.00 | Stearns | Biannually | Monitoring Wells | 274 | 927 | 230 | 925.57 | 230 | 220 | 10 | 0 | 0 | 161
14500 | D2 | MW-77 | G-22 | 13278775.12 | 2002-04-05 | 287919.10 | Stearns | Quarterly | Monitoring Wells | 188 | 932.5 | 188 | 931.47 | 170 | 160 | 10 | 0 | 0 | 162
14600 | SW | MW-78 | Q-14 | 13275070.31 | 2002-06-05 | 282894.22 | Stock Drilling | Semi-Annual | Monitoring Wells | 62 | 914 | 61.3 | 912.65 | 62 | 57 | 5 | 0 | 0 | 163
14700 | E | MW-79s | J-28 | 13282106.29 | 2002-07-16 | 286211.64 | Stearns | Quarterly | Monitoring Wells | 261 | 907.5 | 131.28 | 906.3 | 132 | 127 | 5 | 0 | 0 | 164
14701 | E | MW-79d | J-28 | 13282114.72 | 2006-03-29 | 286215.23 | Stearns Drilling | Quarterly | Monitoring Wells | 201.5 | 906.9 | 186 | 906.01 | 186 | 181 | 5 |  |  | 165
14800 | Not Applicable | MW-80 | N-26 | 13281229.90 | 2002-07-19 | 284342.16 | Stearns | Not Applicable | Not Applicable | 277.5 | 953.44 | [5 empty] | 0 | 0 | 166 | Borehole only - no well installed
14900 | E | MW-81 | I-29 | 13282694.70 | 2002-07-31 | 286905.13 | Stearns | Quarterly | Monitoring Wells | 260 | 921 | 158 | 920.15 | 158 | 153 | 5 | 0 | 0 | 167
15000 | E | MW-82s | K-34 | 13285078.78 | 2002-08-14 | 285917.52 | Sterns | Annual | Monitoring Wells | 85 | 907 | 85 | 906.37 | 85 | 80 | 5 | 0 | 0 | 168
15100 | E | MW-82d | K-34 | 13285078.05 | 2002-08-12 | 285912.18 | Stearns | Annual | Monitoring Wells | 264 | 907 | 251 | 906.08 | 251 | 246 | 5 | 0 | 0 | 169
15200 | E | MW-83s | K-30 | 13283020.96 | 2002-10-14 | 285742.59 | Stearns | Semi-Annual | Monitoring Wells | 130 | 927 | 130 | 927.06 | 130 | 125 | 5 | 0 | 0 | 170
15300 | E | MW-83d | K-30 | 13283035.92 | 2002-10-11 | 285727.65 | Stearns | Biannually | Monitoring Wells | 275 | 927.5 | 255 | 927.5 | 255 | 250 | 5 | 0 | 0 | 171
15302 | E | MW-84s | K-29 | 13282418.72 | 2003-01-03 | 285770.49 | Stearns | Quarterly | Monitoring Wells | 113 | 906 | 113.9 | 905.04 | 113.9 | 108.9 | 5 | 0 | 0 | 172 | Veterans Park
15305 | E | MW-84d | K-29 | 13282430.28 | 2002-12-31 | 285756.63 | Stearns | Biannually | Monitoring Wells | 260 | 906 | 240 | 904.99 | 240 | 235 | 5 | 0 | 0 | 173
15307 | E | MW-85 | K-27 | 13281625.11 | 2003-02-20 | 285893.11 | Stearns | Quarterly | Monitoring Wells | 289 | 918 | 163 | 917.65 | 163 | 158 | 5 | 0 | 0 | 174
15311 | E | MW-86 | K-32 | 13283890.06 | 2003-02-28 | 285870.06 | Stearns | Biannually | Monitoring Wells | 210 | 924 | 136 | 922.8 | 136 | 131 | 5 | 0 | 0 | 175
15313 | E | MW-87s | L-28 | 13281913.00 | 2003-08-18 | 285349.00 | Stearns | Quarterly | Monitoring Wells | 85 | 928 | 85 | 927.72 | 85 | 80 | 5 | 0 | 0 | 176
15314 | E | MW-87d | L-28 | 13281893.88 | 2003-04-22 | 285353.17 | Stearns | Quarterly | Monitoring Wells | 300 | 928 | 140 | 927.34 | 140 | 135 | 5 | 0 | 0 | 177
15317 | E | MW-88 | J-28 | 13281851.24 | 2003-04-30 | 286424.29 | Stearns | Quarterly | Monitoring Wells | 280 | 921 | 150 | 920.76 | 150 | 145 | 5 | 0 | 0 | 178
15320 | E | MW-89 | M-28 | 13282153.20 | 2003-05-06 | 284905.06 | Stearns | Annual | Monitoring Wells | 301 | 944 | 145 | 942.96 | 145 | 140 | 5 | 0 | 0 | 179
15323 | E | MW-90 | M-30 | 13282875.60 | 2003-05-21 | 284974.47 | Stearns | Quarterly | Monitoring Wells | 299 | 952 | 130 | 951.24 | 130 | 125 | 5 | 0 | 0 | 180 | 2207 Jackson Ave Re-surveyed 8/2012 pipe cut down due to change in grade caused by owner construction
15326 | E | MW-91 | H-31 | 13283517.40 | 2003-08-18 | 287168.20 | Stearns | Semi-Annual | Monitoring Wells | 164 | 914 | 160 | 913.37 | 160 | 155 | 5 | 0 | 0 | 181
15330 | D2 | MW-92 | F-27 | 13281561.60 | 2004-08-25 | 288208.00 | Stearns | Quarterly | Monitoring Wells | 212 |  | 150 | 945.9 | 150 | 145 | 5 | 0 | 0 | 182
15335 | D0 | MW-93 | K-8 | 13272008.00 | 2004-11-17 | 285815.00 | Stearns | Quarterly | Monitoring Wells | 142 | 921 | 65 | 919.89 | 65 | 60 | 5 | 0 | 0 | 183
15342 | D2 | MW-94s | L-18 | 13276795.40 | 2005-01-11 | 285485.30 | Stearns | Quarterly | Monitoring Wells | 73 | 919 | 73 | 919.1 | 73 | 68 | 5 | 0 | 0 | 184 | Re-surveyed 12/2008. Old TOC 918.71. Re-surveyed 09/13/07. Old TOC 915.56.
15343 | E | MW-94d | L-18 | 13276802.00 | 2005-01-10 | 285484.00 | Stearns | Semi-Annual | Monitoring Wells | 236 | 919 | 220 | 918.89 | 220 | 215 | 5 | 0 | 0 | 185 | Re-surveyed 09/13/07. Old TOC 918.74.
15345 | E | MW-95 | M-18 | 13276809.00 | 2005-01-19 | 284777.00 | Stearns | Semi-Annual | Monitoring Wells | 240 | 916 | 173 | 914.95 | 173 | 168 | 5 | 0 | 0 | 186 | Re-surveyed 09/13/07. Old TOC 915.45.
15348 | E | MW-96 | M-18 | 13276803.00 | 2005-02-02 | 285107.00 | Stearns | Semi-Annual | Monitoring Wells | 253 | 928 | 199 | 926.88 | 199 | 194 | 5 | 0 | 0 | 187
15351 | E | MW-97s | G-42 | 13289125.44 | 2006-01-13 | 287997.79 | Sterns | Annual | Monitoring Wells | 103 | 858.9 | 103 | 858.11 | 103 | 98 | 5 | 0 | 0 | 188
15353 | E | MW-97d | G-42 | 13289125.06 | 2006-01-13 | 288002.42 | Sterns | Annual | Monitoring Wells | 193 | 859.37 | 183 | 858.3 | 183 | 178 | 5 | 0 | 0 | 189
15354 | E | MW-98s | L-37 | 13286903.86 | 2006-01-24 | 285609.34 | Stearns | Annual | Monitoring Wells | 110 | 851.21 | 110 | 850.3 | 110 | 105 | 5 | 0 | 0 | 190
15356 | E | MW-98d | L-37 | 13286903.47 | 2006-01-24 | 285603.72 | Stearns | Semi-Annual | Monitoring Wells | 200 | 851.43 | 175 | 850.63 | 175 | 170 | 5 | 0 | 0 | 191
15357 | E | MW-99s | I-39 | 13287458.93 | 2006-01-30 | 287133.37 | Stearns | Annual | Monitoring Wells | 45 | 837.73 | 45 | 836.86 | 45 | 40 | 5 | 0 | 0 | 192
15359 | E | MW-99d | I-39 | 13287463.40 | 2006-01-30 | 287136.57 | Stearns | Annual | Monitoring Wells | 171 | 837.61 | 134 | 836.52 | 134 | 129 | 5 | 0 | 0 | 193
15360 | E | MW-100 | I-23 | 13279418.00 | 2006-02-07 | 286855.00 | Stearns Drilling | Quarterly | Monitoring Wells | 238.5 | 941.52 | 223 | 940.87 | 223 | 218 | 5 | 0 | 0 | 194
15363 | E | MW-101 | H-28 | 13281896.00 | 2006-02-15 | 287328.00 | Stearns Drilling | Quarterly | Monitoring Wells | 281 | 933.45 | 160 | 932.98 | 160 | 155 | 5 | 0 | 0 | 195
15366 | E | MW-102s | L-47 | 13291377.35 | 2006-02-23 | 285632.20 | Stearns Drilling | Not Applicable | Monitoring Wells | 113 | 843.92 | 113 | 842.91 | 113 | 108 | 5 | 0 | 0 | 196 | Abandoned for City construction 6/18/08; Will be replaced
15368 | E | MW-102d | L-47 | 13291351.20 | 2006-02-23 | 285647.08 | Stearns Drilling | Not Applicable | Monitoring Wells | 173 | 844 | 163 | 843.14 | 163 | 158 | 5 | 0 | 0 | 197 | Abandoned for City construction 6/18/08; Will be replaced
15369 | E | MW-103s | M-33 | 13284564.15 | 2006-03-06 | 284811.70 | Stearns Drilling | Monthly | Monitoring Wells | 63 | 903.97 | 63 | 903.26 | 63 | 58 | 5 |  |  | 198
15371 | E | MW-103d | M-33 | 13284569.84 | 2006-03-13 | 284811.47 | Stearns Drilling | Quarterly | Monitoring Wells | 242 | 903.8 | 211 | 902.97 | 211 | 206 | 5 |  |  | 199 | Ground elevation taken from nearby concrete.
15372 | E | MW-104 | G-30 | 13283085.80 | 2006-03-23 | 287931.98 | Stearns Drilling | Quarterly | Monitoring Wells | 271 | 939.69 | 150 | 938.69 | 150 | 145 | 5 |  |  | 200
15374 | C3 | MW-105s | N-18 | 13276942.66 | 2006-05-05 | 284303.57 | Stearns Drilling | Quarterly | Monitoring Wells | 45 | 912.43 | 45 | 911.8 | 45 | 40 | 5 |  |  | 201
15375 | E | MW-105d | N-18 | 13276948.65 | 2006-05-05 | 284291.23 | Stearns Drilling | Quarterly | Monitoring Wells | 246 | 911.99 | 240 | 911.43 | 240 | 235 | 5 |  |  | 202
15377 | E | MW-106s | L-18 | 13277109.89 | 2006-05-23 | 285388.66 | Stearns Drilling | Quarterly | Monitoring Wells | 115 |  | 115 | 922.41 | 115 | 110 | 5 |  |  | 203
15379 | E | MW-106d | L-18 | 13277102.36 | 2006-05-22 | 285397.28 | Stearns Drilling | Annual | Monitoring Wells | 235.5 |  | 230 | 922.06 | 230 | 225 | 5 |  |  | 204
15380 | D2 | MW-107 | H-26 | 13281187.66 | 2006-10-12 | 287175.76 | Stearns | Quarterly | Monitoring Wells | 245 |  | 115 | 943.66 | 115 | 110 | 5 |  |  | 205
15383 | E | MW-108s | K-21 | 13278563.99 | 2006-10-24 | 285774.15 | Stearns | Quarterly | Monitoring Wells | 155 |  | 155 | 910.38 | 155 | 150 | 5 |  |  | 206
15385 | E | MW-108d | K-21 | 13278564.36 | 2006-10-23 | 285789.94 | Stearns | Quarterly | Monitoring Wells | 226 |  | 182 | 910.64 | 182 | 177 | 5 |  |  | 207
15386 | Not Applicable | MW-109 |  | Unknown |  | Unknown |  | Not Applicable | Not Applicable | [9 empty] | 208 | This well was never installed, it was just a boring.
15389 | E | MW-110 | G-29 | 13282324.01 | 2007-01-22 | 287800.55 | Stearns | Quarterly | Monitoring Wells | 280 |  | 134 | 940.57 | 135 | 130 | 5 |  |  | 209
15392 | E | MW-111 | H-47 | 13291709.45 | 2007-01-31 | 287603.39 | Stearns | Biannually | Monitoring Wells | 150.5 |  | 34 | 780.92 | 34 | 29 | 5 |  |  | 210
15395 | E | MW-112s | N-35 | 13285535.49 | 2007-04-18 | 284496.04 | Stearns | Monthly | Monitoring Wells | 55 | 884.6 |  | 883.92 | 55 | 50 | 5 |  |  | 211 | Per DEQ request monthly sampling was started in 2014.
15396 | E | MW-112i | N-35 | 13285530.27 | 2007-04-18 | 284495.91 | Stearns | Monthly | Monitoring Wells | 170 | 884.83 |  | 883.89 | 170 | 165 | 5 |  |  | 212 | Per DEQ request sampling was changed to monthly in 2013.
15397 | E | MW-112d | N-35 | 13285524.73 | 2007-04-16 | 284496.07 | Stearns | Quarterly | Monitoring Wells | 219 |  |  | 884.36 | 207 | 202 | 5 |  |  | 213
15399 | D2 | MW-113 | G-24 | 13280223.90 | 2007-12-04 | 288059.90 | Stearns | Quarterly | Monitoring Wells | 255 |  |  | 944.36 | 180 | 175 | 5 |  |  | 214
15404 | E | MW-115 | L-28 | 13282139.13 | 2007-11-21 | 285531.68 | Stearns | Quarterly | Monitoring Wells | 245 |  |  | 907.2 | 130 | 125 | 5 |  |  | 215
15407 | E | MW-116 | L-28 | 13282154.79 | 2007-11-06 | 285205.13 | Stearns | Quarterly | Monitoring Wells | 284.5 |  |  | 936.02 | 140 | 135 | 5 |  |  | 216
15410 | D2 | MW-117 | I-25 | 13280728.30 | 2008-01-29 | 286912.80 | Stearns | Semi-Annual | Monitoring Wells | 240 |  |  | 930.26 | 78 | 73 | 5 |  |  | 217
15414 | D2 | MW-118 | J-28 | 13276960.20 | 2008-02-08 | 286347.30 | Stearns | Quarterly | Monitoring Wells | 230 |  |  | 930.11 | 142 | 137 | 5 |  |  | 218
15418 | E | MW-119 | F-27 | 13281385.48 | 2008-11-05 | 286275.51 | Stearns | Quarterly | Monitoring Wells | 290 |  |  | 925.18 | 153 | 148 | 5 |  |  | 219
15425 | D2 | MW-120s | D-23 | 13279701.29 | 2008-11-13 | 289493.60 | Stearns | Quarterly | Monitoring Wells | 105 |  |  | 930.15 | 105 | 100 | 5 |  |  | 220
15426 | E | MW-120d | D-23 | 13279707.68 | 2008-11-12 | 289491.87 | Stearns | Quarterly | Monitoring Wells | 228 |  |  | 930.08 | 227 | 222 | 5 |  |  | 221
15428 | D2 | MW-121s | F-20 | 13277860.02 | 2008-12-18 | 288585.34 | Stearns | Quarterly | Monitoring Wells | 95 |  |  | 938.83 | 95 | 90 | 5 |  |  | 222 | Dexter at Landings Blvd
15430 | E | MW-121d | F-20 | 13277856.91 | 2008-12-15 | 288586.98 | Stearns | Quarterly | Monitoring Wells | 224 |  |  | 938.88 | 180 | 175 | 5 |  |  | 223
15431 | D2 | MW-122s | G-23 | 13279520.10 | 2008-12-05 | 288026.05 | Stearns | Quarterly | Monitoring Wells | 174 |  |  | 941.37 | 174 | 169 | 5 |  |  | 224
15433 | E | MW-122d | G-23 | 13279527.63 | 2008-12-01 | 288023.10 | Stearns | Quarterly | Monitoring Wells | 269 |  |  | 941.31 | 247 | 242 | 5 |  |  | 225
15435 | D2 | MW-123s | E-25 | 13280785.19 | 2009-05-18 | 288967.91 | Stearns Drilling | Quarterly | Monitoring Wells | 130 |  |  | 937.04 | 130 | 125 | 5 |  |  | 226
15436 | E | MW-123d | E-25 | 13280784.44 | 2009-05-18 | 288978.31 | Stearns Drilling | Quarterly | Monitoring Wells | 276 |  |  | 936.7 | 252 | 247 | 5 |  |  | 227
15437 | D2 | MW-124s | L-47 | 13291717.34 | 2010-08-24 | 285512.39 | Stearns Drilling | Quarterly | Monitoring Wells | 119 |  |  | 854.28 | 119 | 114 | 5 |  |  | 228
15438 | E | MW-124d | L-47 | 13291717.62 | 2010-08-23 | 285507.59 | Stearns Drilling | Quarterly | Monitoring Wells | 185 |  |  | 853.88 | 180 | 175 | 5 |  |  | 229
15439 | C3 | MW-125 | Q-14 | 13275136.95 | 2010-08-31 | 282843.57 | Stearns Drilling | Quarterly | Monitoring Wells | 175 |  |  | 909.97 | 70 | 65 | 5 |  |  | 230
15441 | D2 | MW-126s | O-10 | 13272836.24 | 2010-09-20 | 284104.04 | Stearns Drilling | Quarterly | Monitoring Wells | 100 |  |  | 915.57 | 100 | 95 | 5 |  |  | 231
15442 | E | MW-126d | O-10 | 13272833.58 | 2010-09-17 | 284106.00 | Stearns Drilling | Quarterly | Monitoring Wells | 225 |  |  | 915.11 | 200 | 195 | 5 |  |  | 232
15443 | C3 | MW-127s | R-13 | 13274488.21 | 2010-09-30 | 282613.86 | Stearns Drilling | Quarterly | Monitoring Wells | 40 |  |  | 911.02 | 40 | 35 | 5 |  |  | 233
15444 | E | MW-127d | R-13 | 13274498.42 | 2010-09-29 | 282611.91 | Stearns Drilling | Quarterly | Monitoring Wells | 215 |  |  | 911.65 | 200 | 195 | 5 |  |  | 234
15446 | C3 | MW-128s | Q-14 | 13274259.00 | 2011-01-28 | 283258.64 | Stearns Drilling | Quarterly | Monitoring Wells | 78 |  |  | 914.56 | 78 | 73 | 5 |  |  | 235
15448 | E | MW-128d | Q-14 | 13274253.62 | 2011-01-27 | 283254.41 | Stearns Drilling | Quarterly | Monitoring Wells | 238 |  |  | 915.04 | 200 | 195 | 5 |  |  | 236
15449 | D2 | MW-129s | D-21 | 13278520.00 | 2011-02-18 | 289143.12 | Stearns Drilling | Quarterly | Monitoring Wells | 228 |  |  | 946.54 | 100 | 95 | 5 |  |  | 237
15450 | D2 | MW-129i | D-21 | 13278520.01 | 2011-02-18 | 289150.56 | Stearns Drilling | Quarterly | Monitoring Wells | 160 |  |  | 946.44 | 160 | 155 | 5 |  |  | 238
15451 | E | MW-129d | D-21 | 13278519.82 | 2011-02-18 | 289142.88 | Stearns Drilling | Quarterly | Monitoring Wells | 228 |  |  | 946.54 | 205 | 200 | 5 |  |  | 239
15452 | D2 | MW-130s | F-26 | 13281205.34 | 2011-03-09 | 288648.55 | Stearns Drilling | Quarterly | Monitoring Wells | 284 |  |  | 941 | 90 | 85 | 5 |  |  | 240
15453 | D2 | MW-130i | F-26 | 13281205.50 | 2011-03-09 | 288648.67 | Stearns Drilling | Quarterly | Monitoring Wells | 284 |  |  | 940.98 | 160 | 155 | 5 |  |  | 241
15454 | E | MW-130d | F-26 | 13281205.158 | 2011-03-09 | 288648.83 | Stearns Drilling | Quarterly | Monitoring Wells | 284 |  |  | 940.9 | 219 | 214 | 5 |  |  | 242
15455 | D2 | MW-131s | N-11 | 13273394.28 | 2011-02-25 | 284294.41 | Boart Longyear | Quarterly | Monitoring Wells | 204 |  |  | 905.18 | 90 | 85 | 5 |  |  | 243
15457 | E | MW-131d | N-11 | 13273393.87 | 2011-02-25 | 284294.38 | Boart Longyear | Quarterly | Monitoring Wells | 204 |  |  | 905.22 | 193 | 188 | 5 |  |  | 244
15459 | Not Determined | MW-132 | N/A | N/A |  | N/A | N/A | Not Applicable | Not Applicable | [9 empty] | 245 | No Well Installed - boring only PLS-11-04 (Saginaw Forest)
15462 | D2 | MW-133s | H-17 | 13276576.09 | 2011-03-18 | 287282.76 | Stearns Drilling | Quarterly | Monitoring Wells | 220 |  |  | 929.16 | 90 | 85 | 5 |  |  | 246
15463 | D2 | MW-133i | H-17 | 13276576.17 | 2011-03-18 | 287283.03 | Stearns Drilling | Quarterly | Monitoring Wells | 220 |  |  | 929.03 | 170 | 165 | 5 |  |  | 247
15464 | E | MW-133d | H-17 | 13276576.36 | 2011-03-18 | 287282.85 | Stearns Drilling | Quarterly | Monitoring Wells | 220 |  |  | 928.94 | 200 | 195 | 5 |  |  | 248
15465 | D2 | MW-134s | K-16 | 13276068.45 | 2011-03-29 | 285929.66 | Boart Longyear | Quarterly | Monitoring Wells | 218 |  |  | 920 | 97 | 92 | 5 |  |  | 249
15466 | D2 | MW-134i | K-16 | 13276068.64 | 2011-03-29 | 285929.40 | Boart Longyear | Quarterly | Monitoring Wells | 218 |  |  | 920.04 | 157 | 152 | 5 |  |  | 250
15467 | E | MW-134d | K-16 | 13276068.28 | 2011-03-29 | 285929.52 | Boart Longyear | Quarterly | Monitoring Wells | 218 |  |  | 920.07 | 202 | 197 | 5 |  |  | 251
15469 | E | MW-135 | D-33 | 13284522.66 | 2012-07-20 | 289341.88 | Stearns Drilling | Quarterly | Monitoring Wells | 299 |  |  | 964.52 | 199.6 | 194.6 | 5 |  |  | 252
19000 | D2 | MW-BE-1s | H-26 | 13280833.00 | 1994-02-02 | 287457.00 | T & T Drilling | Quarterly | Monitoring Wells | 113 | 943.4 | 112.68 | 945.92 | 113 | 110 | 3 | 0 | 0 | 253
19100 | D2 | MW-BE-1d | H-26 | 13280817.00 | 1994-04-12 | 287412.00 | T & T Drilling | Quarterly | Monitoring Wells | 145 | 943.4 | 145.32 | 945.65 | 145 | 142 | 3 | 0 | 0 | 254
19200 | D2 | MW-KD-1s | G-24 | 13280085.00 | 1994-02-03 | 287821.00 | T & T Drilling | Quarterly | Monitoring Wells | 108 | 940.4 | 108.37 | 942.82 | 108 | 105 | 3 | 0 | 0 | 255
19300 | D2 | MW-KD-1d | G-24 | 13280070.00 | 1994-04-11 | 287821.00 | T & T Drilling | Quarterly | Monitoring Wells | 135 | 940.4 | 138.24 | 942.66 | 135 | 132 | 3 | 0 | 0 | 256
19400 | D2 | MW-KZ-1 | I-24 | 13279828.00 | 1994-02-04 | 286964.00 | T & T Drilling | None | Monitoring Wells | 104 |  | 104.25 | 930.58 | 104 | 101 | 3 | 0 | 0 | 257 | plugged 2/14/12 per DEQ Eastern Area Monitoring Schedule
19500 | Marshy | NMW-1s | N-16 | 13275861.93 | 1994-03-16 | 284227.85 | Alpha Geoscience | Quarterly | Monitoring Wells | 7 |  | 10 | 903.88 | 7 | 4 | 3 | 0 | 0 | 258 | 05-10-02, top of pipe cut off. 09/22/04 re-surveyed, Old TOC 906.73, Db updated with new.
19600 | Marshy | NMW-1d | N-16 | 13275861.93 | 1994-03-16 | 284227.85 | Alpha Geoscience | Annual | Monitoring Wells | 13.5 |  | 16.5 | 905.87 | 13.5 | 10.5 | 3 | 0 | 0 | 259
19700 | Marshy | NMW-2s | N-15 | 13275727.98 | 1994-03-16 | 284217.37 | Alpha Geoscience | Quarterly | Monitoring Wells | 7 |  | 10 | 903.94 | 7 | 4 | 3 | 0 | 0 | 260
19800 | Marshy | NMW-2d | N-15 | 13275727.98 | 1994-03-16 | 284217.37 | Alpha Geoscience | Annual | Monitoring Wells | 13 |  | 16 | 906.2 | 13 | 10 | 3 | 0 | 0 | 261
19900 | Marshy | NMW-3s | N-16 | 13275983.18 | 1994-08-03 | 284237.20 | Alpha Geoscience | Annual | Monitoring Wells | 5 |  | 8 | 905.72 | 5 | 2 | 3 | 0 | 0 | 262
20000 | Marshy | NMW-3d | N-16 | 13275983.18 | 1994-08-03 | 284237.22 | Alpha Geoscience | Annual | Monitoring Wells | 8 |  | 11 | 905.85 | 8 | 5 | 3 | 0 | 0 | 263
20100 | D0 | OW-1 | Park & H Creek | Unknown | 1989-06-16 | Unknown | T & T Drilling | Not Set | Monitoring Wells | 19.8 | 884.1 | 23 | 886.82 | 19.8 | 17.8 | 2 | 0 | 0 | 264
20200 | Marshy | PMW-1 | O-16 | 13275768.71 | 1994-03-16 | 284099.05 | Alpha Geoscience | Annual | Monitoring Wells | 7 |  | 9 | 905.58 | 6 | 3 | 3 | 0 | 0 | 265
20300 | Marshy | PMW-2 | O-15 | 13275710.61 | 1994-03-16 | 284046.23 | Alpha Geoscience | Annual | Monitoring Wells | 9.5 |  | 11 | 905.99 | 8 | 5 | 3 | 0 | 0 | 266
20400 | Marshy | PMW-3 | O-16 | 13275956.10 | 1994-03-16 | 284055.82 | Alpha Geoscience | Annual | Monitoring Wells | 7 |  | 10 | 906.26 | 7 | 4 | 3 | 0 | 0 | 267
20500 | Marshy | PMW-4 | O-15 | 13275660.99 | 1994-08-03 | 284014.78 | Alpha Geoscience | Annual | Monitoring Wells | 6 |  | 9 | 905.72 | 6 | 3 | 3 | 0 | 0 | 268
20600 | Marshy | PW-1 | O-16 | 13275823.00 | 1994-03-16 | 284035.00 | Alpha Geoscience | Extraction Monthly | Extraction Wells | 15.5 |  | 18 | 905.56 | 15.5 | 9.5 | 6 | 0 | 0 | 269
20700 | Marshy | PW-2 | O-36 | Unknown | 2000-10-10 | Unknown | Kit Waldron | Not Set | Monitoring Wells | 12 | 916 | 14 |  | 12 | 7 | 5 | 0 | 0 | 270
20800 | Marshy | PW-3 |  | Unknown | 2000-10-10 | Unknown | Kit Waldron | Not Set | Extraction Wells | 8 | 916 | 10 |  | 8 | 3 | 5 | 0 | 0 | 271
20900 | C3 | REDSKIN | N-16 | 13275818.00 | 1975-04-22 | 284340.00 | Cribley Drilling | Not Applicable | Not Applicable | 51 |  | 52 |  | 51 | 47 | 4 | 0 | 0 | 272 | No longer exists.
21000 | Marshy | SG #1 |  | Unknown |  | Unknown |  | Not Set | Miscellaneous Wells | [7 empty] | 0 | 0 | 273 | See SW-1M SG reading is under Static Result
21100 | Marshy | SG #2 |  | Unknown |  | Unknown |  | Not Set | Miscellaneous Wells | [7 empty] | 0 | 0 | 274 | See SW-2M - SG reading is under Static Result
21200 | SH | SI-MW-1 | O-16 | Unknown | 1989-11-11 | Unknown | T & T Drilling | Not Set | Miscellaneous Wells | 24 | 913.23 | 27 | 915.75 | 24 | 21 | 3 | 0 | 0 | 275 | Source Area Investigation
21300 | SH | SI-MW-2 | O-16 | Unknown | 1989-11-23 | Unknown | T & T Drilling | Not Set | Miscellaneous Wells | 21 | 912.8 | 24 | 915.32 | 21 | 18 | 3 | 0 | 0 | 276 | Source Area Investigation
21400 | SH | SI-MW-3 | O-16 | Unknown | 1989-11-11 | Unknown | T & T Drilling | Not Set | Miscellaneous Wells | 21 | 916.4 | 24 | 918.92 | 21 | 18 | 3 | 0 | 0 | 277 | Source Area Investigation
21500 | SH | SI-MW-4 | O-16 | Unknown | 1989-11-11 | Unknown | T & T Drilling | Not Set | Miscellaneous Wells | 23.5 | 916.91 | 24 | 919.43 | 21 | 18 | 3 | 0 | 0 | 278 | Source Area Investigation
21600 | SH | SI-MW-5 | O-16 | Unknown | 1989-11-22 | Unknown | T & T Drilling | Not Set | Miscellaneous Wells | 22 | 913.95 | 25 | 916.47 | 21.5 | 18.5 | 3 | 0 | 0 | 279 | Source Area Investigation
21700 | SH | SI-MW-6 | O-16 | Unknown | 1989-11-22 | Unknown | T & T Drilling | Not Set | Miscellaneous Wells | 32 | 915.71 | 34.5 | 918.23 | 31.5 | 28.5 | 3 | 0 | 0 | 280 | Source Area Investigation
21800 | SH | SI-MW-7 | O-16 | Unknown | 1989-11-22 | Unknown | T & T Drilling | Not Set | Miscellaneous Wells | 16 | 910.19 | 16.5 | 912.21 | 14 | 11 | 3 | 0 | 0 | 281 | Source Area Investigation
21900 | Marshy | SW-1M | P-16 | Unknown |  | Unknown |  | None | Miscellaneous Wells | [7 empty] | 0 | 0 | 282
22000 | Marshy | SW-2M | P-16 | Unknown |  | Unknown |  | None | Miscellaneous Wells | [7 empty] | 0 | 0 | 283
22100 | Marshy | SW-3M | P-15 | Unknown |  | Unknown |  | None | Miscellaneous Wells | [7 empty] | 0 | 0 | 284
22150 | Not Applicable | SW-COMB |  | NA |  | NA |  | Not Applicable | Extraction Wells | 0 | 0 | 0 |  | 0 | 0 | 0 | 0 | 0 | 285
22200 | C3 | TW-1 | N-13 | 13274754.00 | 1990-01-10 | 284249.00 | T & T Drilling | Semi-Annual | Extraction Wells | 59 | 915 | 57.54 | 916.53 | 55.5 | 40.5 | 15 | 0 | 0 | 286 | S.A. sampling when not extracting.
22300 | C3 | DOLPH | N-18 | 13277078.00 | 1993-12-16 | 284312.00 | Waldron & Son | Extraction Monthly | Extraction Wells | 63 | 910 | 68 | 919.02 | 63 | 43 | 20 | 0 | 0 | 287 | TW-2
22400 | Not Applicable | TRANS |  | NA |  | NA |  | Not Set | Not Applicable | 0 | 0 | 0 |  | 0 | 0 | 0 | 0 | 0 | 288
22500 | Not Applicable | TRANS-HZ |  | NA |  | NA |  | Not Applicable | Not Applicable | 0 | 0 | 0 |  | 0 | 0 | 0 | 0 | 0 | 289 | No longer exists
22600 | C3 | TW-3 | O-13 | 13274603.34 | 1999-12-10 | 283895.22 | Stearns | Semi-Annual | Extraction Wells | 71 |  | 73 |  | 71 | 56 | 15 | 0 | 0 | 290 | S.A. when not extracting.
22700 | SW | TW-4 | P-15 | 13275720.69 | 2000-03-27 | 283264.55 | Stearns | Semi-Annual | Extraction Wells | 65.5 |  | 68 |  | 65.5 | 55.5 | 10 | 0 | 0 | 291 | Semi-annual when not extracting.
22800 | D2 | TW-5 | L-15 | 13275652.08 | 2001-01-11 | 285200.44 | Ohio Drilling | Extraction Monthly | Extraction Wells | 115 | 907 |  |  | 115 | 95 | 20 | 0 | 0 | 292
22900 | C3 | TW-6 | N-16 | 13275884.96 | 2001-01-23 | 284291.26 | Ohio Drilling | Semi-Annual | Extraction Wells | 64 | 907 |  |  | 64 | 54 | 10 | 0 | 0 | 293
23000 | SW | TW-7 | P-16 | 13275834.03 | 2001-08-29 | 283277.44 | Stearns | Not Set | Extraction Wells | 91 | 930 |  |  | 75 | 65 | 10 | 0 | 0 | 294 | extraction shut down 1/9/02 because not removing any contamination
23100 | SW | TW-8 | P-16 | 13275759.57 | 2001-08-30 | 283498.61 | Stearns | Extraction Monthly | Extraction Wells | 76 | 911 |  |  | 69.5 | 59.5 | 10 | 0 | 0 | 295 | Integrity of TW-8 well screen compromised. TW-8 abandoned by Stearns Driilling Company on 1/7/19. Abandonment included tremie grout of 4" well casing to 3 feet below grade (See abandonment log). TW-8 replacement is TW-28.
23200 | D2 | TW-9 | M-14 | 13274937.45 | 2001-09-14 | 284812.82 | Stearns | Extraction Monthly | Extraction Wells | 126 | 925 |  |  | 115 | 105 | 10 | 0 | 0 | 296
23300 | C3 | TW-10 | O-15 | 13275493.33 | 2001-09-14 | 283860.26 | Stearns | Extraction Monthly | Extraction Wells | 65 | 925 |  |  | 60 | 50 | 10 | 0 | 0 | 297
23400 | E | TW-11 | M-15 | 13275537.13 | 2001-12-17 | 285153.36 | Stearns | Extraction Monthly | Extraction Wells | 179 | 910 |  | 911.02 | 179 | 159 | 20 | 0 | 0 | 298
23500 | E | TW-12 | O-18 | 13276770.55 | 2002-01-16 | 283729.45 | Stearns | Semi-Annual | Extraction Wells | 270 | 929 |  |  | 260 | 240 | 20 | 0 | 0 | 299 | Well was sampled semi-annually when not extracting. Well was properly abandoned 10/8/2019.
23600 | SW | TW-13 | P-15 | 13275539.02 | 2001-11-27 | 283312.97 | Stearns | Not Applicable | Extraction Wells | 53 | 906 |  |  | 53 | 48 | 5 | 0 | 0 | 300 | No longer in service - replaced by TW-22
23700 | C3 | TW-14 | N-14 | 13275177.51 | 2002-03-15 | 284360.10 | Stearns | Semi-Annual | Extraction Wells | 212 | 905 |  |  | 75 | 60 | 15 | 0 | 0 | 301
23701 | E | TW-15 | L-32 | 13283862.87 | 2003-02-04 | 285313.55 | Stearns | Annual | Monitoring Wells | 160 | 928 |  | 929.59 | 155 | 125 | 30 | 0 | 0 | 302 | TOC elevation is from top of lid.
23702 | E | TW-16 | L28 | 13281843.90 | 2003-08-15 | 285353.20 | Stearns | Not Set | Extraction Wells | 141 | 928 |  | 927.02 | 141 | 121 | 20 | 0 | 0 | 303 | IW-3 was converted to extraction well TW-16; TW-16 was abandoned on 2/21/17 because of property redevelopment. TW-23 is the replacement extraction well.
23703 | E | TW-17 | N-14 | 13275209.50 | 2004-06-08 | 284320.90 | Stearns | Semi-Annual | Extraction Wells | 228.5 | 910 |  | 911.82 | 150 | 140 | 30 | 219 | 199 | 304
23704 | E | TW-18 | M-17 | 13276762.00 | 2005-05-04 | 285055.00 | Stearns | Extraction Monthly | Extraction Wells | 230 | 928 |  | 928.58 | 184 | 164 | 20 | 0 | 0 | 305
23705 | E | TW-19 | K-28 | 13281784.00 | 2005-12-05 | 285964.00 | Stearns | Extraction Monthly | Extraction Wells | 215.5 | 913 |  | 911.32 | 200 | 170 | 30 | 0 | 0 | 306 | Maple Village
23706 | C3 | TW-20 | O-15 | 13275662.18 | 2006-04-11 | 283894.64 | Stearns Drilling | Extraction Monthly | Extraction Wells | 60 |  |  |  | 59 | 49 | 10 |  |  | 307
23707 | D2 | TW-21 | L-17 | N/A | 2010-01-06 | N/A | Stearns Drilling | Extraction Monthly | Extraction Wells | 136 | 919 |  |  | 130 | 110 | 20 | 0 | 0 | 308
23708 | SW | TW-22 | P-15 | 13275597.1 | 2011-02-02 | 283314.71 | N/A | Extraction Monthly | Extraction Wells |  |  |  | 908.14 | [5 empty] | 309 | Replaced TW-13 2/2/2011 - same boring
30000 | D2 | 544 Allison | H-26 | 13281209.92 | 1974-05-30 | 287421.76 | Slusser Drilling | None | Residential Wells | 131 | 952.16 | 131 | 952.68 |  |  | 10 | 0 | 0 | 310 | plugged 1/25/12
30100 | D2 | 545 Allison | H-26 | 13281140.05 | 1974-12-19 | 287446.40 | Slusser Drilling | Not Applicable | Residential Wells | 147 |  | 147 | 952.63 | 147 | 143 | 4 | 0 | 0 | 311 | Well abandoned July 2011; connected to City services
30200 | D2 | 580 Allison | H-26 | 13281213.84 | 1972-11-28 | 287609.55 | Slusser Drilling | Not Applicable | Residential Wells | 164 |  |  | 956.42 | 164 | 160 | 4 | 0 | 0 | 312 | "Sampling faucet now connected to city water. 11/11/03 Access denied by resident-No longer sampling this well. 03/09/04" - abandoned 4/20/12
30300 | D2 | 584 Allison | G-26 | 13281219.80 | 1968-12-20 | 287673.16 | Cribley Drilling | Not Set | Residential Wells | 126 |  | 126 | 957.74 |  |  |  | 0 | 0 | 313 | "7/2005 - Owners connecting to City services. 5/16/02 - NO ACCESS per owner-Water Supply Well In Use"
30400 | D2 | 593 Allison | H-26 | 13281130.13 |  | 287620.52 |  | Semi-Annual | Monitoring Wells | 125 | 953.59 | 125 | 953.36 |  |  |  | 0 | 0 | 314 | Well abandoned/plugged with neat cement by Keller Well Drilling, Inc.-11/23/15
30500 | D2 | 597 Allison | G-26 | 13281100.81 | 2003-06-26 | 287701.96 | Cribley Drilling | Not Set | Residential Wells |  |  |  | 947.96 |  |  |  | 0 | 0 | 315 | Annexed to city-no need to sample
30550 | Not Applicable | 616 Allison |  | 13281298.73 |  | 287731.00 |  | Not Applicable | Residential Wells | [9 empty] | 316 | This well was abandoned 3/28/07.
30600 | D2 | 170 Aprill | L-13 | 13274511.00 | 1976-10-22 | 285598.00 | Cribley Drilling | Annual | Residential Wells | 50 | 910.55 | 51 | 911.07 | 50 | 46 | 4 | 0 | 0 | 317
30650 | Not Determined | 400 Maynard Street | N/A | N/A |  | N/A | N/A | Unknown | Residential Wells | [9 empty] | 318
30700 | D2 | 427 Barber | G-21 | 13278729.57 | 1979-09-04 | 287863.31 | Ann Arbor Well | Not Applicable | Residential Wells | 108 | 932.27 | 109 | 931.74 | 108 | 100 | 8 | 0 | 0 | 319 | Well Abandoned (453 Dupont); Connected to City Services July 2011;
30800 | D2 | 430 Barber East | G-22 | 13278873.31 |  | 287826.08 |  | None | Not Applicable |  |  | 92 | 929.44 |  |  | 4 | 0 | 0 | 320 | Plugged 1/13/12
30900 | D2 | 430 Barber West | G-22 | 13278873.31 |  | 287826.08 | Cribley Drilling | None | Not Applicable |  |  | 103 | 929.45 |  |  |  | 0 | 0 | 321 | plugged 1/13/12
31000 | D2 | 435 Barber | G-21 | 13278756.65 | 1970-11-06 | 288037.42 | Lindemann Drillling | None | Not Applicable | 107 |  | 108 |  | 107 | 103 | 4 | 0 | 0 | 322 | Connected to City water 2004; plugged 1/13/12
31100 | D2 | 475 Barber | F-21 | 13278820.38 | 1983-08-25 | 288158.09 | Cribley Drilling | Not Set | Residential Wells | 100 |  | 99 |  | 98 | 94 | 4 | 0 | 0 | 323 | On city water 7/05
31200 | D2 | 476 Barber | G-22 | 13278927.71 | 1966-02-01 | 288097.76 | Cribley Drilling | None | Not Applicable | 99 |  | 80 |  | 80 |  | 6 | 0 | 0 | 324 | plugged 1/13/12
31300 | D2 | 486 Barber | G-22 | 13278927.58 | 1977-07-22 | 287994.79 | Slusser Drilling | Not Set | Residential Wells | 115 |  |  |  | 115 | 111 | 4 | 0 | 0 | 325 | plugged 1/25/12
31399 | Not Determined | 639 Barber | N/A | N/A |  | N/A | N/A | Not Applicable | Residential Wells | [9 empty] | 326 | Sampled before plugging 06/2012
31400 | Not Determined | Bethlehem Cemetery | L-25 | 13280491.07 | 1994-07-01 | 285154.10 | Cribley Drilling | Semi-Annual | Miscellaneous Wells | 112 |  |  |  | 112 | 108 | 4 | 0 | 0 | 327
31450 | Not Determined | 33-37 Burton | H-2 | 13269045.24 |  | 287081.54 |  | Not Set | Residential Wells | 57 |  |  |  | 57 | 52 | 5 | 0 | 0 | 328 | Well used for drinking water
31475 | Not Determined | 531 Burwood | Q-31 | 13283074.85 |  | 283225.55 |  | Not Set | Residential Wells | [7 empty] | 0 | 0 | 329
31485 | Not Applicable | 1435 Cambridge |  | 13295583.73 |  | 281492.04 |  | Not Applicable | Residential Wells | [9 empty] | 330 | On City Water
31598 | D2 | MW-400 Clarendon | I-25 | 13280532.90 | 1998-11-06 | 287015.28 | Stearns | Biannually | Monitoring Wells | 128 |  | 125 | 930.53 | 125 | 120 | 5 | 0 | 0 | 331
31600 | D2 | 440 Clarendon | I-25 | 13280597.90 |  | 287053.40 |  | Not Set | Residential Wells | [7 empty] | 0 | 0 | 332 | No Access
31700 | D2 | 456 Clarendon | H-25 | 13280518.17 | 1967-08-08 | 287195.32 | JP Schmitt Co | Semi-Annual | Monitoring Wells | 102 |  |  | 946.76 | 102 | 98 | 4 | 0 | 0 | 333 | 6/1/10 - home is vacant, appears abandoned; New owner 11/2010 ; pump pulled
31800 | Not Determined | 2320 Dexter Rd | J-29 | 13282759.77 |  | 286778.85 |  | Not Applicable | Miscellaneous Wells | [7 empty] | 0 | 0 | 334 | Abandoned by Keller Well Drilling 1/11/07
31900 | Not Determined | 2340 Dexter Rd | I-29 | 13282324.13 | 1990-06-01 | 286782.61 | Cribley Drilling | Not Applicable | Miscellaneous Wells | 64 |  |  |  | 62.5 | 58.5 | 4 | 0 | 0 | 335 | This well was abandoned on 5/21/07 and connected to City water.
32000 | D2 | 2588 Dexter Rd | H-25 | 13281371.73 |  | 287160.21 |  | Not Set | Residential Wells | [7 empty] | 0 | 0 | 336 | On city water - no longer able to sample
32050 | Not Determined | 2601 Dexter Rd | I-26 | 13281226.08 | 1976-04-08 | 287005.85 | Cole Drilling Co | Not Applicable | Not Applicable | 105 |  | 105 |  |  |  |  | 0 | 0 | 337 | Well abandoned 4/26/07
32100 | D2 | 2643 Dexter Rd | H-26 | 13280967.88 | 1980-04-23 | 287139.99 | Cribley Drilling | None | Not Applicable | 95 |  | 96 | 945.83 | 95 | 91 | 4 | 0 | 0 | 338 | well was disabled by resident 2009; plugged 1/19/12
32200 | D2 | 2652 Dexter Rd | H-26 | 13280955.94 |  | 287349.74 |  | None | Not Applicable |  |  | 118 | 950.99 |  |  |  | 0 | 0 | 339 | plugged 1/18/12
32222 | Not Determined | 2655 Dexter | N/A | N/A |  | N/A | N/A | None | Not Applicable | [9 empty] | 340 | Sampled prior to plugging 1/2012; plugged 1/18/12
32300 | D2 | 2690 Dexter Rd | H-25 | 13280646.13 |  | 287499.47 |  | None | Not Applicable |  | 949.31 | 113 | 950.13 |  |  | 3 | 0 | 0 | 341 | plugged 1/18/12
32400 | D2 | 2700 Dexter Rd | H-25 | 13280573.74 |  | 287536.97 |  | Not Set | Residential Wells | [7 empty] | 0 | 0 | 342
32500 | D2 | 2805 Dexter Rd | H-24 | 13280233.15 |  | 287539.73 |  | Not Applicable | Residential Wells |  |  |  | 936.99 |  |  |  | 0 | 0 | 343 | Abandoned by Keller Well Drilling 1/25/07
32600 | D2 | 2819 Dexter Rd | H-24 | 13280103.79 |  | 287545.01 |  | Quarterly | Monitoring Wells |  |  | 104 | 940.57 |  |  |  | 0 | 0 | 344 | Well depth 104.
32610 | Not Determined | 2828 Dexter Rd | N/A | N/A |  | N/A | N/A | None | Residential Wells | 100 | [8 empty] | 345 | plugged 2/14/12
32620 | Not Determined | 3041 Dexter Rd | N/A | N/A |  | N/A | N/A | None | Residential Wells | 95 | [8 empty] | 346 | plugged 2/16/12; second well plugged 3/1/12 - unable to sample second well
32700 | D2 | 3161 Dexter Rd | G-22 | 13278963.18 | 1987-03-13 | 288162.21 | Cribley Drilling | Semi-Annual | Residential Wells | 102 | 935 | 103 | 932.79 | 102 | 98 | 4 | 0 | 0 | 347 | Connected to City-kept well open for sampling. Pump removed 4/2012
32800 | D2 | 3225 Dexter Rd | F-21 | 13278716.56 |  | 288226.38 |  | None | Residential Wells | [7 empty] | 0 | 0 | 348 | Well abandoned July 2011 - connected to City services
32900 | D2 | 3249 Dexter Rd | F-21 | 13278661.09 |  | 288237.49 |  | None | Residential Wells |  |  |  | 931.23 |  |  |  | 0 | 0 | 349 | Well abandoned June 2011. Connected to City Services.
33000 | D2 | 3261 Dexter Rd | F-21 | 13278550.21 |  | 288269.01 |  | Not Applicable | Residential Wells | [7 empty] | 0 | 0 | 350 | connected to City
33005 | Not Determined | 3300 Dexter Rd | N/A | N/A |  | N/A | N/A | None | Residential Wells | 91 | [8 empty] | 351 | plugged 2/15/12
33010 | Not Determined | 3313 Dexter Rd | F-21 | 13278329.80 |  | 288416.60 |  | Not Applicable | Not Applicable |  |  |  | 941.3 | [5 empty] | 352 | Connected to City services 6/2011, well abandoned.
33015 | Not Determined | 3328 Dexter Rd | N/A | N/A |  | N/A | N/A | None | Residential Wells | 92 | [8 empty] | 353 | plugged 2/15/12
33020 | Not Determined | 3480 Dexter Rd | E-18 | 13276933.40 | 1984-09-28 | 288973.30 |  | Not Set | Residential Wells | 125 | 965 | 126 |  | 125 | 121 | 4 |  |  | 354
33100 | D2 | 3535 Dexter Rd | E-17 | 13276469.31 |  | 288820.02 |  | Not Set | Residential Wells | [7 empty] | 0 | 0 | 355
33150 | Not Determined | 4259 Dexter Rd |  | 13272423.78 |  | 289594.69 |  | Not Set | Residential Wells | [7 empty] | 0 | 0 | 356 | Owner at 4285 Dexter asked to have this well sampled.12/23/02
33155 | Not Determined | 4285 Dexter Rd |  | 13272332.68 |  | 289661.97 |  | Not Set | Residential Wells | [7 empty] | 0 | 0 | 357 | Sampled per owner request - Samuel Johnson
33160 | Not Determined | 4301 Dexter Rd |  | 13272220.55 |  | 289727.84 |  | Not Set | Residential Wells | [7 empty] | 0 | 0 | 358 | Owner at 4285 Dexter Rd asked to have this well sampled.12/23/02.
33200 | D2 | 453 Dupont | G-21 | 13278482.90 |  | 287984.87 |  | Not Applicable | Residential Wells | [7 empty] | 0 | 0 | 359 | Well abandoned July 2011; (previously used by 427 Barber-connected to City services)
33300 | D2 | 465 Dupont | G-21 | 13278574.80 | 1995-06-01 | 288128.26 | Cribley Drilling | Quarterly | Monitoring Wells | 181 | 927.14 | 184 | 929.66 | 181 | 177 | 4 | 0 | 0 | 360
33350 | Not Determined | 3550 Elizabeth | E-17 | 13276364.90 | 2003-10-21 | 288659.77 | Keller Well Drilling | Annual | Residential Wells | 166 |  | 167 |  | 166 | 162 | 4 | 0 | 0 | 361 | New well installed 10/21/03 to replace old dry well.
33370 | Not Determined | 415 Evergreen Dr | N/A | N/A |  | N/A | N/A | None | Residential Wells | 106 | [8 empty] | 362 | plugged 2/16/12
33375 | D2 | 3432 Ferry St | J-19 | 13277294.00 |  | 286326.00 |  | Not Set | Residential Wells |  | 931.43 |  | 930.95 |  |  |  | 0 | 0 | 363 | This well depth is approximate - no borehole log
33377 | Not Determined | 3459 Ferry St | J-18 | 13277086.52 | 1983-10-17 | 286267.39 | Ann Arbor Well | Not Applicable | Residential Wells |  | 931.44 | 96 | 931.96 | 98 | 94 | 4 | 0 | 0 | 364 | Abandoned by Keller Well Drilling 1/11/07
33410 | Not Determined | 300 Glenwood | N/A | N/A |  | N/A | N/A | None | Residential Wells | 106 | [8 empty] | 365 | plugged 2/14/12
33450 | Not Determined | 3050 Jackson Rd | J-22 | 13278809.42 |  | 286452.14 |  | Not Applicable | Residential Wells | [9 empty] | 366 | "This is also known as ""Webers Heat Pump Drain""Well Abandoned by Keller Well Drilling 1/15/07"
33500 | D2 | 3365 Jackson Rd | J-19 | 13277724.00 | 1969-02-14 | 286405.00 | Ann Arbor Well | Annual | Monitoring Wells | 104 | 938.07 | 101 | 937.75 | 101 | 100 | 4 | 0 | 0 | 367
33600 | D0 | 4141 Jackson Rd | J-11 | 13273112.18 | 1979-03-02 | 286316.50 | Cribley Drilling | Annual | Residential Wells | 98 | 937.43 | 99 | 937.95 | 98 | 90 | 8 | 0 | 0 | 368
33700 | D0 | 4470 Jackson Rd | I-7 | 13271585.00 |  | 287089.00 |  | Not Set | Residential Wells | [7 empty] | 0 | 0 | 369
33800 | D0 | 4530 Jackson Rd | I-6 | 13271303.54 |  | 287117.59 |  | Randomly | Residential Wells | [7 empty] | 0 | 0 | 370
33900 | D0 | 4550 Jackson Rd | I-6 | 13271042.23 |  | 287151.74 |  | Not Set | Residential Wells | [7 empty] | 0 | 0 | 371 | Connected to City water Sept 2002 - capped well per resident
34000 | D0 | 4560 Jackson Rd | H-6 | 13270977.56 |  | 287181.01 |  | Not Applicable | Residential Wells | [7 empty] | 0 | 0 | 372 | Connected to City - per sampler 07-2006 & per MDEQ 09-2006
34100 | D0 | 5005 Jackson Rd | I-3 | 13269676.00 |  | 287089.00 |  | Quarterly | Residential Wells | [7 empty] | 0 | 0 | 373 | Water supply well in use.
34103 | Not Determined | 5015 Jackson Rd | H-3 | Unknown | 1979-10-30 | Unknown |  | Randomly | Residential Wells | 51 |  |  |  | 51 | 47 | 4 |  |  | 374
34200 | D0 | 5115 Jackson Rd | H-3 | 13269324.77 |  | 287392.22 |  | Annual | Residential Wells | [7 empty] | 0 | 0 | 375 | Water Supply Well In Use
34300 | D2 | 175 Jackson Plaza | L-17 | 13276345.81 | 1980-05-13 | 285337.37 | Ann Arbor Well | Semi-Annual | Monitoring Wells | 103 |  | 104 | 930.02 | 103 | 92 | 11 | 0 | 0 | 376 | X-Y coordinates resurveyed Oct 2012 & TOC surveyed for first time
34340 | Not Determined | 217 Jackson Plaza |  | Unknown |  | Unknown |  | Unknown | Residential Wells | [9 empty] | 377
34350 | Not Determined | 287 Jackson Plaza | M-16 | 13276237.19 | 1973-08-01 | 284884.58 | Cribley Drilling | Not Set | Residential Wells | 66 | 915 |  |  | 66 | 62 | 4 | 0 | 0 | 378
34400 | C3 | 333 Jackson Plaza | N-16 | 13276153.00 | 1967-12-04 | 284482.00 | Cribley Drilling | None | Residential Wells | 62 | 915.75 | 63 | 916.27 | 62 | 58 | 4 | 0 | 0 | 379
34500 | D2 | 4493 Kuebler Court | C-7 | 13271557.39 |  | 287088.77 |  | Not Set | Residential Wells |  |  |  | 850.83 |  |  |  | 0 | 0 | 380
34600 | D2 | 3245 Kingwood | H-21 | 13278350.00 |  | 287403.00 |  | None | Not Applicable | 90.48 | 930.06 | 90.48 | 930.37 |  |  |  | 0 | 0 | 381 | plugged 1/13/12
34700 | D2 | 3250 Kingwood | H-21 | 13278362.00 |  | 287614.00 |  | None | Residential Wells | 90.21 | 931.4 | 90.21 | 930.99 |  |  |  | 0 | 0 | 382 | plugged 1/25/12
34900 | Not Determined | 505 Lakeview Ave | O-20 | 13278094.81 | 1999-08-16 | 283886.87 | Ann Arbor Well | Not Set | Residential Wells | 197 |  |  |  | 197 | 193 | 4 | 0 | 0 | 383
35000 | Not Determined | 523 Lakeview Ave | O-20 | 13278051.01 | 1990-08-17 | 283796.54 | Cribley Drilling | Not Set | Residential Wells | 184 |  | 185 |  | 184 | 180 | 4 | 0 | 0 | 384
35100 | Not Determined | 524 Lakeview Ave | O-20 | 13277899.76 | 1980-10-08 | 283757.53 |  | Not Set | Residential Wells | 76 |  | 76 |  | 76 | 72 | 4 | 0 | 0 | 385
35200 | Not Determined | 541 Lakeview Ave | P-20 | 13277868.37 | 1990-08-17 | 283599.91 | Cribley Drilling | Not Set | Residential Wells | 186 |  | 185 |  | 184 | 180 | 4 | 0 | 0 | 386
35300 | Not Determined | 557 Lakeview Ave | P-20 | 13277947.57 | 2009-02-13 | 283552.54 | Cribley Drilling Company | Not Set | Residential Wells | 167 |  | 168 |  | 167 | 161 | 6 | 0 | 0 | 387
35400 | Not Determined | 572 Lakeview Ave | P-20 | 13277866.89 | 1988-03-09 | 283546.62 | Ann Arbor Well | Not Set | Residential Wells | 88 |  | 89 |  | 88 | 84 | 4 | 0 | 0 | 388
35500 | Not Determined | 577 Lakeview Ave | P-20 | 13278068.96 | 1991-08-27 | 283391.92 | Cribley Drillers | Not Set | Residential Wells | [7 empty] | 0 | 0 | 389
35600 | Not Determined | 597 Lakeview Ave | P-20 | 13278070.16 | 2003-06-26 | 283408.58 | Ann Arbor Well | Not Set | Residential Wells | 94 | 961 | 90 |  | 89 | 83 | 6 | 0 | 0 | 390
35700 | Not Determined | 602 Lakeview Ave | P-20 | 13277879.75 | 1979-11-05 | 283407.47 |  | Not Set | Residential Wells | 94 | 952 | 94 |  | 94 | 89 | 5 | 0 | 0 | 391
35800 | Not Determined | 617 Lakeview Ave | P-20 | 13278105.10 | 1989-10-26 | 283229.62 | Cribbly Drilling | Not Set | Residential Wells | 155 |  | 156 |  | 155 | 151 | 4 | 0 | 0 | 392
35900 | Not Determined | 647 Lakeview Ave | Q-20 | 13278089.04 | 2002-07-16 | 283130.71 | Cribbly Drilling | Not Set | Residential Wells | 163 |  | 163 |  | 163 | 153 | 10 | 0 | 0 | 393
35950 | Not Determined | 687 Lakeview Ave | Q-20 | 13278093.03 | 1986-09-15 | 282925.81 | Slusser Building Co | Not Set | Residential Wells | 106 | 968 | 106 |  | 106 | 102 | 4 | 0 | 0 | 394 | This well was originally sampled as 687 Kraus (owners last name)
36000 | Not Determined | 707 Lakeview Ave | Q-20 | 13278107.90 | 2001-10-01 | 282905.97 | Cribbly Drilling | Not Set | Residential Wells | 185 |  |  |  | 185 | 175 | 10 | 0 | 0 | 395
36100 | Not Determined | 712 Lakeview Ave | Q-20 | 13277904.14 |  | 282831.61 | Cribbly Drilling | Not Set | Residential Wells | [7 empty] | 0 | 0 | 396
36200 | Not Determined | 731 Lakeview Ave | Q-20 | 13278088.56 | 1990-07-11 | 282718.07 | Cribbly Drilling | Not Set | Residential Wells | 177 |  | 178 |  | 177 | 173 | 4 | 0 | 0 | 397
36300 | Not Determined | 751 Lakeview Ave | Q-20 | 13278075.18 |  | 282622.39 | Cribbly Drilling | Not Set | Residential Wells | [7 empty] | 0 | 0 | 398
36400 | Not Determined | 752 Lakeview Ave | Q-20 | 13277902.65 |  | 282598.59 |  | Not Set | Residential Wells | 177 | [6 empty] | 0 | 0 | 399
36500 | Not Determined | 761 Lakeview Ave | Q-20 | 13278109.92 |  | 282611.44 |  | Not Set | Residential Wells | [7 empty] | 0 | 0 | 400
36600 | Not Determined | 3855 Leroy |  | 13274452.97 |  | 289650.10 |  | Not Set | Residential Wells | [7 empty] | 0 | 0 | 401
36625 | Not Determined | 4705 Liberty Rd |  | 13270937.08 | 1974-11-18 | 280980.94 |  | Not Set | Residential Wells | 87 | 920 |  |  | 87 | 83 | 4 | 0 | 0 | 402
36660 | Not Determined | 1521 Miller |  | Unknown |  | Unknown |  | None | Residential Wells | [9 empty] | 403
36700 | D0 | 105 Myrtle | I-2 | 13269249.96 | 1968-04-22 | 286712.48 |  | Annual | Residential Wells | 65 | 882 | 65 |  | 65 | 61 | 4 | 0 | 0 | 404 | Replacement water supply well.
36800 | D0 | 114 Myrtle | J-2 | 13269209.86 |  | 286591.31 |  | Randomly | Residential Wells | [7 empty] | 0 | 0 | 405
36900 | D0 | 131 Myrtle | J-3 | 13269312.65 |  | 286475.53 |  | Randomly | Residential Wells | [7 empty] | 0 | 0 | 406 | Water Supply Well In Use
37000 | D0 | 135 Myrtle | J-3 | 13269309.92 |  | 286372.03 |  | Not Set | Residential Wells | [7 empty] | 0 | 0 | 407
37050 | Not Determined | 960 Newport | F-36 | 13286123.08 | 2000-07-19 | 288575.66 | Ann Arbor Well | Not Set | Residential Wells | 133 |  |  |  | 130 | 121 | 9 |  |  | 408 | Abandoned by Keller Well Drilling 01/11/07
37100 | D0 | 110 Parkland Plaza | K-10 | 13272829.00 | 1982-08-14 | 285907.00 | O.O. Corsaut Inc. | Annual | Residential Wells | 91 | 936.87 | 94.5 | 936.18 | 91 | 80.2 | 10 | 0 | 0 | 409
37200 | E | 371 Parkland Plaza #1 | N-11 | 13273668.14 | 1984-08-10 | 284423.43 | Cribley Drilling | Annual | Residential Wells | 185 | 920 | 186 |  | 185 | 169 | 16 | 0 | 0 | 410 | Water Supply Well In Use for production.
37300 | E | 371 Parkland Plaza #2 | N-11 | 13273912.47 | 1985-05-13 | 284550.29 | Cribley Drilling | Randomly | Residential Wells | 194 | 920 | 195 |  | 194 | 178 | 16 | 0 | 0 | 411 | Water Supply Well In Use for production.
37400 | D0 | 4401 Park East | J-8 | 13272021.87 | 1974-03-08 | 286248.03 | Cribley Drilling | Randomly | Residential Wells | 80 | 934.5 | 81 | 936.44 | 77.5 | 73.5 | 4 | 0 | 0 | 412
37500 | D0 | 4401 Park West | J-8 | 13271995.00 |  | 286243.00 |  | Annual | Residential Wells | 81 |  |  | 935.02 |  |  |  | 0 | 0 | 413
37600 | D0 | 4601 Park 4 inch | L-6 | 13271193.11 |  | 285587.24 |  | Semi-Annual | Residential Wells |  | 899.81 | 52 | 895.79 |  |  |  | 0 | 0 | 414 | 11/26/2012 changed coordinates from (13271049.00, 285553.00); added TOC elevation
37700 | D0 | 4601 Park 6 inch | K-6 | 13271184.34 |  | 285735.06 |  | Semi-Annual | Residential Wells |  |  | 42 | 892.14 |  |  |  | 0 | 0 | 415 | 11/26/2012 changed coordinates from (13271049.00, 285553.00); added TOC Elevation
37800 | D0 | 4742 Park Rd | J-5 | 13270453.00 | 1983-10-10 | 286419.50 | Ann Arbor Well | Annual | Residential Wells | 50 | 888.23 | 51 | 888.75 | 50 | 46 | 4 | 0 | 0 | 416
37900 | D2 | 420 Parkwood | G-22 | 13279143.43 |  | 287627.33 |  | Not Set | Residential Wells | [7 empty] | 0 | 0 | 417 | On city water-Well capped years ago.
38000 | Not Determined | 441 Parkwood | G-22 | 13279048.93 |  | 287815.79 |  | None | Not Applicable |  |  | 107 | 103 |  |  |  | 0 | 0 | 418 | 103 ft depth based on gamma log; plugged 1/17/12
38100 | Not Determined | 4049 Pemberly |  | 13273998.20 |  | 293267.38 |  | Not Set | Residential Wells |  |  |  | 848.87 |  |  |  | 0 | 0 | 419
38150 | Not Applicable | 756 Peninsula |  | Unknown |  | Unknown |  | Not Applicable | Residential Wells | [9 empty] | 420 | On City Water
38200 | D2 | 305 Pinewood | I-23 | 13279362.53 |  | 286938.89 |  | None | Not Applicable | [7 empty] | 0 | 0 | 421 | Connected to City Water/Sewer 6/10/11 - well abandoned by Cribley
38293 | Not Determined | 342 Pinewood | N/A | N/A |  | N/A | N/A | None | Monitoring Wells | [9 empty] | 422 | sampled prior to plugging
38300 | D2 | 354 Pinewood | H-23 | 13279504.53 | 1987-12-17 | 287277.78 |  | None | Monitoring Wells | 131 |  |  |  | 131 | 127 | 4 | 0 | 0 | 423 | plugged 2/15/12
38400 | D2 | 359 Pinewood | H-23 | 13279427.13 | 1958-06-02 | 287725.09 | Cribley Drilling | Not Applicable | Residential Wells | 127 | [5 empty] | 8 | 0 | 0 | 424 | Well abandoned, pump pulled and cap grouted. Attached to city water.
38500 | D2 | 373 Pinewood Shallow | H-23 | 13279363.00 | 1961-05-04 | 287490.00 | Cribley Drilling | Quarterly | Monitoring Wells | 96 |  |  | 929.86 |  |  | 4 | 0 | 0 | 425
38600 | E | 373 Pinewood Deep | H-23 | 13279363.00 | 1991-12-20 | 287490.00 | Hart Well Drilling | Annual | Monitoring Wells | 233 |  | 234.08 | 935.93 | 233 | 229 | 4 | 0 | 0 | 426
38688 | Not Determined | 350 Rose | H-21 | 13278411.21 |  | 287366.61 |  | Not Set | Residential Wells | 83.7 | 932.78 |  | 931.97 |  |  |  | 0 | 0 | 427
38695 | Not Determined | 430 Rose | N/A | N/A |  | N/A | N/A | None | Not Applicable | [9 empty] | 428
38700 | D2 | 460 Rose | F-21 | 13278415.83 | 1968-09-07 | 288184.10 | Cribley Drilling | Not Applicable | Residential Wells | 92 |  |  | 936.09 |  |  | 4 | 0 | 0 | 429 | "New pump installed by homeowner 01/2004. Static probe will no longer fit in well. Hooked up to city water/sewer 06/2005."
38724 | Not Determined | 728 Rose Drive | D-18 | 13277118.90 | 1987-08-11 | 289615.80 |  | Randomly | Residential Wells | 124 |  |  | 963.88 | 122.5 | 118.5 | 4 |  |  | 430
38726 | Not Determined | 740 Rose Drive | D-18 | 13277234.50 | 1989-09-07 | 289575.40 | Ann Arbor Well Drilling | Not Set | Residential Wells | 118 |  | 118.5 | 960.86 | 115 | 107 | 8 |  |  | 431
38728 | Not Determined | 752 Rose Drive | D-18 | 13277602.20 | 1986-01-06 | 289490.20 |  | Not Set | Residential Wells | 194 |  | 195 | 957.34 | 194 | 190 | 4 |  |  | 432
38730 | Not Determined | 764 Rose Drive | D-19 | 13277602.20 |  | Unknown |  | Not Set | Residential Wells |  |  |  | 959.9 | [5 empty] | 433
38731 | Not Determined | 776 Rose Drive | C-19 | 13277766.70 | 1992-10-29 | 289823.60 | Cribley Drilling Co | Not Set | Residential Wells | 222 |  | 223 | 953.82 | 222 | 214 | 8 |  |  | 434
38733 | Not Determined | 788 Rose Drive | C-20 | 13277857.50 | 1990-08-10 | 289825.10 | Ann Arbor Well Drilling | Not Set | Residential Wells | 190 |  | 191 | 945.13 | 190 | 186 | 4 |  |  | 435
38750 | Not Determined | 1132 South Maple |  | 13281985.55 |  | 280538.60 |  | Not Set | Residential Wells | [7 empty] | 0 | 0 | 437
38780 | Not Determined | 520 North Wagner Rd | E-18 | 13276882.70 | 1989-09-08 | 289094.70 | Ann Arbor Well Drilling | Not Set | Residential Wells | 112 |  | 113 | 962.07 | 112 | 108 | 4 |  |  | 438
38786 | Not Determined | 610 North Wagner Rd | D-18 | 13276855.70 | 1988-10-11 | 289575.40 | Slusser Drilling Company | Not Set | Residential Wells | 240 |  | 240 |  | 240 | 236 | 4 |  |  | 439
38800 | Not Determined | 359 South Wagner Rd | M-18 | 13276936.89 |  | 285004.34 |  | Not Set | Residential Wells | [7 empty] | 0 | 0 | 440
38900 | Not Determined | 591 South Wagner Rd | O-18 | 13276962.68 |  | 283691.14 |  | Not Set | Residential Wells | [7 empty] | 0 | 0 | 441 | "House connected to City services Well for sampling only - abandoned on 5/26/06 by Cribley"
38980 | Not Determined | 579 South Wagner Rd | O-18 | Unknown |  | Unknown |  | Not Applicable | Residential Wells | [9 empty] | 442 | Abandoned - connected to City - with 591 S. Wagner
38988 | Not Determined | 603 South Wagner Rd | O-18 | 13276998.76 |  | 283574.56 |  | Not Applicable | Residential Wells | [7 empty] | 0 | 0 | 443 | "House connected to City Well used for sampling only - abandoned on 5/25/06 by Cribley"
39000 | Not Determined | 609 South Wagner Rd | P-18 | 13276984.88 |  | 283497.95 |  | Not Applicable | Residential Wells | [7 empty] | 0 | 0 | 444 | "House connected to City water Well used for sampling only - abandoned on 5/25/06 by Cribley"
39100 | Not Determined | 679 South Wagner Rd | P-18 | 13276963.15 |  | 283095.86 |  | Not Applicable | Residential Wells | [7 empty] | 0 | 0 | 445 | "House connected to City Well used for sampling only - abandoned on 5/25/06 by Cribley"
39200 | Not Determined | 685 South Wagner Rd | Q-18 | 13276960.78 |  | 283067.94 |  | None | Residential Wells | [7 empty] | 0 | 0 | 446 | Residential well in use; PZ exception - Realtor advised well has been disconnected (2/2008); to be plugged
39300 | Not Determined | 697 South Wagner Rd | Q-18 | 13276960.09 |  | 282965.96 | Cripe Well Drilling | Quarterly | Residential Wells | 172 | [6 empty] | 0 | 0 | 447 | Residential Well in use; PZ exception; Owner said well was drilled approximately 1963;
39320 | Not Determined | 723 S. Wagner Road | N/A | N/A |  | N/A | N/A | Annual | Residential Wells | [9 empty] | 448 | Drinking water well
39325 | Not Determined | 745 S. Wagner Road | N/A | N/A |  | N/A | N/A | Annual | Residential Wells | [9 empty] | 449 | Drinking water well
39330 | Not Determined | 777 S. Wagner Road | N/A | N/A |  | N/A | N/A | Annual | Residential Wells | [9 empty] | 450 | Drinking water well
39400 | Not Determined | 772 South Wagner Rd |  | Unknown |  | Unknown |  | Not Set | Residential Wells | [7 empty] | 0 | 0 | 451
39500 | Not Determined | 857 South Wagner Rd |  | Unknown |  | Unknown |  | Not Set | Residential Wells | [7 empty] | 0 | 0 | 452
39600 | Not Determined | 2100 South Wagner Rd |  | 13276870.95 |  | 274919.14 |  | Not Set | Residential Wells | [7 empty] | 0 | 0 | 453
39615 | Not Determined | 3477 Wagner Woods | A-18 | Unknown |  | Unknown |  | Not Set | Residential Wells | [9 empty] | 454
39625 | Not Determined | 825 Stonegate |  | 13266494.66 |  | 291091.22 |  | Not Set | Residential Wells | [7 empty] | 0 | 0 | 455
39650 | Not Determined | 2575 Valley | I-27 | 13281361.60 |  | 286855.10 |  | Annual | Residential Wells | 105 |  | 105 | 941.74 |  |  |  | 0 | 0 | 456 | Well depth 105
39670 | Not Determined | 2662 Valley | N/A | N/A |  | N/A | N/A | None | Monitoring Wells | [9 empty] | 457 | Sampled prior to plugging 1/2012; abandoned 1/19/12
39700 | D2 | 2678 Valley | I-25 | 13280707.18 |  | 286976.20 |  | Not Set | Residential Wells | [7 empty] | 0 | 0 | 458 | Home connected to City water & sewer 10-2003; well no longer available to sample
39750 | Not Determined | 2920 Valley | N/A | N/A |  | N/A | N/A | None | Not Applicable | [9 empty] | 459 | Sampled 01/2012 prior to plugging; plugged 1/17/12
39750 | Not Determined | 2720 Valley Dr | N/A | N/A |  | N/A | N/A | None | Not Applicable | [9 empty] | 460
39800 | D2 | 2950 Valley | I-23 | 13279552.56 |  | 286947.78 |  | None | Not Applicable |  |  | 115 | 935.89 |  |  |  | 0 | 0 | 461 | plugged 1/17/12
39900 | Not Determined | 841 Waterman |  | 13274282.62 |  | 290409.29 |  | Not Set | Residential Wells | [7 empty] | 0 | 0 | 462
40000 | Not Determined | 359 W Delhi Rd | F-7 | 13271197.21 |  | 288696.44 |  | Not Set | Residential Wells | [7 empty] | 0 | 0 | 463
40100 | Not Determined | 3305 West Liberty | R-19 | 13277864.83 |  | 282179.33 |  | Not Set | Residential Wells | [7 empty] | 0 | 0 | 464
40115 | Not Determined | 1239 Westview Way |  | 13274460.94 |  | 280002.86 |  | Not Set | Residential Wells | [7 empty] | 0 | 0 | 465 | Sampling requested by owner selling home.
40120 | D0 | A2 Cleaning Supply | L-8 | 13272079.39 | 2002-09-12 | 285515.50 | Cribley | Monthly | Monitoring Wells | 110 |  |  |  | 110 | 100 | 10 | 0 | 0 | 466
40130 | Surface Water | Honey Creek/Dexter Rd | B6 | 13271082.65 |  | 290578.31 |  | Randomly | Surface Water | [9 empty] | 467 | Honey Creek at Dexter Rd.
40132 | Surface Water | Honey Creek/Huron River |  | 13278522.43 |  | 298223.41 |  | Randomly | Surface Water | [9 empty] | 468 | Where Honey Creek meets with the Huron River.
40134 | Surface Water | Honey Creek/Miller Rd |  | 13274558.54 |  | 295304.55 |  | Not Applicable | Surface Water | [9 empty] | 469 | Honey Creek at Miller
40150 | Surface Water | First Sister Lake | L-20 | 13278235.00 |  | 285629.00 |  | Randomly | Surface Water | [9 empty] | 470
40200 | Not Determined | Production Well #1 |  | Unknown |  | Unknown |  | Not Set | Miscellaneous Wells | [7 empty] | 0 | 0 | 471
40300 | Not Determined | Production Well #2 |  | Unknown |  | Unknown |  | Not Set | Miscellaneous Wells | [7 empty] | 0 | 0 | 472
40400 | Not Determined | Production Well #4 |  | Unknown |  | Unknown |  | Not Set | Miscellaneous Wells | [7 empty] | 0 | 0 | 473
40500 | Not Determined | Production Well #5 |  | Unknown |  | Unknown |  | Not Set | Miscellaneous Wells | [7 empty] | 0 | 0 | 474
40600 | E | Saginaw Forest Cabin #1 | Q-14 | 13275076.05 | 1970-06-08 | 282874.16 | Cribley Drilling Co. | Semi-Annual | Monitoring Wells |  | 911.5 | 132 | 913.44 | 132 | 128 | 4 | 0 | 0 | 475
40700 | E | Saginaw Forest Cabin #2 | Q-14 | 13275048.05 | 2001-01-17 | 282874.16 | Cribley Drilling | Semi-Annual | Monitoring Wells | 216 | 909 | 204.15 | 911.1 | 203 | 195 | 8 | 0 | 0 | 476
40702 | Not Applicable | Saginaw Forest Cabin #3 | Q-14 | Unknown |  | Unknown |  | Not Applicable | Not Applicable | [7 empty] | 0 | 0 | 477 | Capped.
40704 | C3 | Saginaw Forest Cabin #4 | Q-14 | 13274779.00 | 2002-12-23 | 281335.00 | Cribley Drilling | Annual | Residential Wells | 144 |  |  |  | 144 | 139 | 5 | 0 | 0 | 478 | Water Supply Well In Use.
40800 | Surface Water | Second Sister Lake | O-18 | 13277439.42 |  | 284022.96 |  | Randomly | Surface Water | [7 empty] | 0 | 0 | 479
40900 | Surface Water | Smith Ponds |  | Unknown |  | Unknown |  | Not Set | Not Applicable | 0 | 0 | 0 |  | 0 | 0 | 0 | 0 | 0 | 480
41100 | Surface Water | Third Sister Lake | P-14 | 13274987.03 |  | 283295.64 | 0 | Randomly | Surface Water | 0 | 0 | 0 |  | 0 | 0 | 0 | 0 | 0 | 481 | TOP OF WATER ELEVATION: 904.16
41201 | D2 | Varsity Ford | I-18 | 13277086.64 |  | 286924.41 |  | Not Applicable | Miscellaneous Wells |  |  | 100 |  |  |  |  | 0 | 0 | 482 | Well Abandoned by Keller Well Drilling 01/25/07
41210 | Surface Water | Tributary/Jackson Rd | H3 | 13269712.97 |  | 287252.94 |  | Randomly | Surface Water | [9 empty] | 483 | Un-named tributary of Honey Creek at Jackson Road
41220 | Not Applicable | Weber's Heat Pump Drain |  | Unknown |  | Unknown |  | Not Set | Residential Wells | [9 empty] | 484 | "Please see ""3050 Jackson Rd"""
41221 | Not Applicable | Weber's Drain 1st Sister Lake |  | Unknown |  | Unknown |  | Not Set | Residential Wells | [9 empty] | 485 | Monthly for August, September, October, 2006
41300 | Not Applicable | EFF-UV1-A |  | NA |  | NA | 0 | Not Set | Not Applicable | 0 | 0 | 0 |  | 0 | 0 | 0 | 0 | 0 | 486
41400 | Not Applicable | EFF-UV2-A |  | NA |  | NA |  | Not Set | Not Applicable | 0 | 0 | 0 |  | 0 | 0 | 0 | 0 | 0 | 487
41500 | Not Applicable | EFF-UV1-B |  | NA |  | NA |  | Not Set | Not Applicable | 0 | 0 | 0 |  | 0 | 0 | 0 | 0 | 0 | 488
41600 | Not Applicable | EFF-UV2-B |  | NA |  | NA |  | Not Set | Not Applicable | 0 | 0 | 0 |  | 0 | 0 | 0 | 0 | 0 | 489
41700 | Not Applicable | INF-UV2-B |  | NA |  | NA |  | Not Set | Not Applicable | 0 | 0 | 0 |  | 0 | 0 | 0 | 0 | 0 | 490
41800 | Not Applicable | INF-UV1-A |  | NA |  | NA |  | Not Set | Not Applicable | 0 | 0 | 0 |  | 0 | 0 | 0 | 0 | 0 | 491
41900 | Not Applicable | INF-UV2-A |  | NA |  | NA |  | Not Set | Not Applicable | 0 | 0 | 0 |  | 0 | 0 | 0 | 0 | 0 | 492
42000 | Not Applicable | INF-UV1-B |  | NA |  | NA |  | Not Set | Not Applicable | 0 | 0 | 0 |  | 0 | 0 | 0 | 0 | 0 | 493
42100 | Not Applicable | OUTFALL |  | 13275098.070 |  | 285208.697 |  | Daily | Treatment System | 0 | 0 | 0 |  | 0 | 0 | 0 | 0 | 0 | 494
42200 | Not Applicable | OUTFALL-Bypass |  | NA |  | NA |  | Daily | Treatment System | 0 | 0 | 0 |  | 0 | 0 | 0 | 0 | 0 | 495
42250 | Not Applicable | Maple-Inj |  | Unknown |  | Unknown |  | Daily | Injection Wells | [9 empty] | 496
42300 | Not Applicable | Red Pond | P-16 | 13275948.61 |  | 283658.73 |  | Extraction Monthly | Treatment System | 0 | 0 | 0 |  | 0 | 0 | 0 | 0 | 0 | 497
42400 | Not Applicable | Green Pond | P-16 | 13275820.34 |  | 283655.81 |  | Not Set | Treatment System | 0 | 0 | 0 |  | 0 | 0 | 0 | 0 | 0 | 498
49999 | Not Applicable | Entry Errors |  | Unknown |  | Unknown |  | Not Applicable | Not Applicable | 0 | 0 | 0 |  | 0 | 0 | 0 | 0 | 0 | 499
2910 | C3 | MW-1 Replacement | O-16 | 13276231.73 | 2012-10-04 | 283880.18 | Stearns Drilling | Quarterly | Monitoring Wells | 60 |  | 60 | 919.64 |  |  | 5 |  |  | 500 | MW-1 was believed to have a leak in the casing due to increasing dioxane concentration
15473 | D0 | MW-136s | D1 | 13268104.86 | 2014-11-10 | 289075.83 | Cascade Drilling | Semi-Annual | Monitoring Wells | 164 | 856.85 |  | 856.31 | 20 | 15 |  |  |  | 1018
15474 | D0 | MW-136i | D1 | 13268104.76 | 2014-11-10 | 289075.65 | Cascade Drilling | Semi-Annual | Monitoring Wells | 164 | 856.85 |  | 856.33 | 65 | 60 | 5 |  |  | 1019
15475 | E | MW-136d | D1 | 13268104.60 | 2014-11-10 | 289075.76 | Cascade Drilling | Semi-Annual | Monitoring Wells | 164 | 856.85 |  | 856.32 | 142 | 137 | 5 |  |  | 1020
15476 | D0 | MW-137s | N/A | 13268412.20 | 2014-11-14 | 287542.86 | Cascade Drilling | Semi-Annual | Monitoring Wells | 187 | 874.57 |  | 874.15 | 65 | 60 |  |  |  | 1021
15477 | E | MW-137d | N/A | 13268412.21 | 2014-11-14 | 287543.10 | Cascade Drilling | Semi-Annual | Monitoring Wells | 187 | 874.57 |  | 874.11 | 115 | 110 |  |  |  | 1022
15478 | D0 | MW-138s | N/A | 13270805.00 | 2014-11-21 | 287091.73 | Cascade Drilling | Semi-Annual | Monitoring Wells | 207 | 894.33 |  | 893.94 | 51 | 46 | 5 |  |  | 1023
15479 | D0 | MW-138i | N/A | 13270804.83 | 2014-11-21 | 287091.86 | Cascade Drilling | Semi-Annual | Monitoring Wells | 207 | 894.33 |  | 894.01 | 100 | 95 | 5 |  |  | 1024
15480 | E | MW-138d | N/A | 13270804.97 | 2014-11-21 | 287092.04 | Cascade Drilling | Semi-Annual | Monitoring Wells | 207 | 894.33 |  | 893.94 | 145 | 140 | 5 |  |  | 1025
15481 | D0 | MW-139s | N/A | 13270917.87 | 2014-12-05 | 288164.84 | Cascade Drilling | Semi-Annual | Monitoring Wells | 187 | 878.22 |  | 877.93 | 33 | 28 | 5 |  |  | 1026
15482 | D0 | MW-139i | N/A | 13270917.59 | 2014-12-05 | 288164.82 | Cascade Drilling | Semi-Annual | Monitoring Wells | 187 | 878.22 |  | 877.93 | 72 | 67 | 5 |  |  | 1027
15483 | E | MW-139d | N/A | 13270917.71 | 2014-12-05 | 288164.65 | Cascade Drilling | Semi-Annual | Monitoring Wells | 187 | 878.22 |  | 877.92 | 135 | 130 | 5 |  |  | 1028
15484 | D0 | MW-140s | N/A | 13270644.82 | 2014-12-12 | 289204.73 | Cascade Drilling | Semi-Annual | Monitoring Wells | 161 | 871.58 |  | 871.24 | 45 | 40 | 5 |  |  | 1029
15485 | E | MW-140d | N/A | 13270644.73 | 2014-12-12 | 289204.52 | Cascade Drilling | Semi-Annual | Monitoring Wells | 161 | 871.58 |  | 871.27 | 139 | 134 | 5 |  |  | 1030
15486 | D0 | MW-141s | N/A | 13269794.50 | 2014-12-31 | 286369.54 | Cascade Drilling | Semi-Annual | Monitoring Wells | 192 | 872.52 |  | 871.93 | 125 | 120 | 5 |  |  | 1031 | Artesian
15487 | E | MW-141d | N/A | 13269794.41 | 2014-12-31 | 286368.76 | Cascade Drilling | Semi-Annual | Monitoring Wells | 192 | 872.52 |  | 872.07 | 160 | 155 | 5 |  |  | 1032
1820 | D2 | LB-4 | H-24 | NA | 2013-11-22 | NA | Brown Drilling | Extraction Monthly | Extraction Wells | 156 |  |  |  | 144 | 139 |  |  |  | 1033
33550 | Not Determined | 4061-4065 Jackson Rd | J-12 |  | 1979-11-20 |  | AA Well Drilling Inc. | Annual | Residential Wells | 76 |  | 77 |  | 76 | 72 | 4 | 0 | 0 | 1034
33320 | Not Determined | 3537 Elizabeth Rd | F-17 |  |  |  |  | Annual | Residential Wells | [7 empty] | 0 | 0 | 1035
35550 | Not Determined | 592 Lakeview Ave | P-20 |  | 1979-11-05 |  | Ann Arbor Well Drilling | Not Set | Residential Wells | 95 |  | 93 |  | 92 | 84 | 8 | 0 | 0 | 1036
35850 | Not Determined | 637 Lakeview Ave | P-20 |  | 1984-07-26 |  |  | Not Set | Residential Wells | 95 |  | 95 |  | 95 | 91 | 4 | 0 | 0 | 1037
35920 | Not Determined | 665 Lakeview Ave | Q-20 |  | 1996-02-20 |  | Ed Birkmeier Well Drilling LTD | Not Set | Residential Wells | 168 |  | 169 |  | 168 | 158 | 10 | 0 | 0 | 1038
40090 | Not Determined | 3250 West Liberty Rd | R-20 |  | 1979-11-05 |  | Ann Arbor Well Drilling | Not Set | Residential Wells | 94 |  | 95 |  | 94 | 89 | 5 | 0 | 0 | 1039
39920 | Not Determined | 50 W Delhi Rd | H-7 |  | 1993-11-16 |  |  | Not Set | Residential Wells | [7 empty] | 0 | 0 | 1040
39950 | Not Determined | 83 W Delhi Rd | G-6 |  | 1993-11-16 |  | Ann Arbor Well Drilling | Not Set | Residential Wells | 54 |  | 55 |  | 54 | 50 | 4 | 0 | 0 | 1041 | Old Well Abandoned-Grouted with cement/hole plug
40105 | Not Determined | 3340 West Liberty Rd | R-20 |  | 1972-02-17 |  | P.B. Slusser Well Drilling | Not Set | Residential Wells | 111 |  | 111 |  | 111 | 107 | 4 | 0 | 0 | 1042
33305 | Not Determined | 3500 Elizabeth Rd | F-17 |  | 2012-01-31 |  | Ann Arbor Well Drilling | Annual | Residential Wells | 126 |  | 125 |  | 124 | 117 | 7 |  |  | 1043
33310 | Not Determined | 3530 Elizabeth Rd | F-17 |  | 2014-05-22 |  | Cribley Drilling Company | Annual | Residential Wells | 196 |  | 197 |  | 196 | 186 | 10 |  |  | 1044
33352 | Not Determined | 3573 Elizabeth Rd | F-16 |  | 2011-10-08 |  | Cribley Drilling Company | Annual | Residential Wells | 164 |  | 166 |  | 164 | 159 | 5 |  |  | 1045
33353 | Not Determined | 3574 Elizabeth Rd | E-16 |  | 1997-08-04 |  | Ann Arbor Well Drilling | Annual | Residential Wells | 165 |  | 166 |  | 165 | 161 | 4 |  |  | 1046
33356 | Not Determined | 3601 Elizabeth Rd | F-16 |  | 2011-05-05 |  | Cribley Drilling Company | Semi-Annual | Residential Wells | 157 |  | 158 |  | 157 | 152 | 5 |  |  | 1047
33357 | Not Determined | 3615 Elizabeth Rd | F-16 |  | 2006-04-17 |  | Cribley Drilling Company | Semi-Annual | Residential Wells | 96 |  |  |  | 90 | 80 | 10 |  |  | 1048
33358 | Not Determined | 3618 Elizabeth Rd | E-16 |  | 2005-10-12 |  | Ann Arbor Drilling Company | Annual | Residential Wells | 102 |  | 101 |  | 100 | 94 | 6 |  |  | 1049
33359 | Not Determined | 3627 Elizabeth Rd | F-16 |  | 2016-07-29 |  | Cribley Drilling Company | Semi-Annual | Residential Wells | 170 |  | 171 |  | 170 | 165 | 5 |  |  | 1050
33360 | Not Determined | 3639 Elizabeth Rd | F-15 |  | 1987-04-29 |  |  | Semi-Annual | Residential Wells | 99 |  | 100 |  | 99 | 95 | 4 |  |  | 1051
33361 | Not Determined | 3652 Elizabeth Rd | E-16 |  | 1980-07-02 |  |  | Annual | Residential Wells | 93 |  | 93 |  | 93 | 89 | 4 |  |  | 1052
33363 | Not Determined | 3686 Elizabeth Rd | E-15 |  | 2007-12-20 |  | Cribley Drilling Company | Annual | Residential Wells | 101 |  | 102 |  | 101 | 91 | 10 |  |  | 1053
33364 | Not Determined | 3750 Elizabeth Rd | E-15 |  | 2005-05-09 |  | Cribley Drilling Company | Annual | Residential Wells | 79 |  |  |  | 79 | 74 | 5 |  |  | 1054
33365 | Not Determined | 3786 Elizabeth Rd | E-14 |  | 1989-06-01 |  | Cribley Drilling Company | Annual | Residential Wells | 72 |  | 73 |  | 72 | 68 | 4 |  |  | 1055
33366 | Not Determined | 3789 Elizabeth Rd | F-15 |  | 1985-12-03 |  |  | Annual | Residential Wells | 94 |  | 95 |  | 94 | 86 | 8 |  |  | 1056
33351 | Not Determined | 3563 Elizabeth Rd | [5 empty] | Semi-Annual | Residential Wells | [9 empty] | 1057
33354 | Not Determined | 3586 Elizabeth Rd | E-16 |  |  |  |  | Annual | Residential Wells | [9 empty] | 1058
33355 | Not Determined | 3600 Elizabeth Rd | E-16 |  |  |  |  | Annual | Residential Wells | [9 empty] | 1059
33362 | Not Determined | 3669 Elizabeth Rd | F-15 |  |  |  |  | Semi-Annual | Residential Wells | [9 empty] | 1060
36630 | Not Determined | 44 Luella St | I-1 |  |  |  |  | Annual | Residential Wells | [9 empty] | 1061
36650 | Not Determined | 116 Luella St | J-1 |  | 1973-08-23 |  |  | Annual | Residential Wells | 54 | [5 empty] | 3 |  |  | 1062
37810 | Not Determined | 5065 Park Rd | K-1 |  | 1983-02-23 |  |  | Annual | Residential Wells | 65 | [5 empty] | 4 |  |  | 1063
37820 | Not Determined | 5140 Park Rd | K-0 |  | 1970-08-01 |  |  | Annual | Residential Wells | 56 |  | 57.3 |  |  |  | 4 |  |  | 1064
36670 | Not Determined | 98 Myrtle | I-2 |  | 1972-12-19 |  |  | Annual | Residential Wells | 56 | 882 | 56 |  |  |  | 4 |  |  | 1065
39930 | Not Determined | 55 W Delhi Rd | H-7 |  |  |  |  | Not set | Residential Wells | [9 empty] | 1066
39940 | Not Determined | 75 W Delhi Rd | H-6 |  | 1993-08-30 |  | Cribley Drilling Company | Not set | Residential Wells | 57 |  | 58 |  |  |  | 6 |  |  | 1067
39945 | Not Determined | 79 W Delhi Rd | G-6 |  |  |  |  | Not set | Residential Wells | [9 empty] | 1068
39955 | Not Determined | 85 W Delhi Rd | G-6 |  |  |  |  | Not set | Residential Wells | [9 empty] | 1069
39630 | Not Determined | 3210 Stowe St | B-22 |  | 2000-05-31 |  | Ann Arbor Well Drilling | Not set | Residential Wells | 110 |  | 101 |  |  |  | 9 |  |  | 1070
39635 | Not Determined | 3421 Stowe St | B-20 |  | 1992-10-06 |  | Cribley Drilling Company | Not set | Residential Wells | 184 |  | 185 |  |  |  | 4 |  |  | 1071
39640 | Not Determined | 3424 Stowe St | B-20 |  |  |  |  | Not set | Residential Wells | [9 empty] | 1072
31455 | Not Determined | 42 Burton Rd | I-2 |  | 1983-10-10 |  |  | Not set | Residential Wells | 58 | 880 | 59 |  | 58 | 54 | 4 |  |  | 1073
31460 | Not Determined | 96 Burton Rd | I-2 |  | 1983-08-03 |  | Ann Arbor Well Drilling | Not set | Residential Wells | 57 |  | 58 |  | 57 | 53 | 4 |  |  | 1074
33017 | Not Determined | 3460 Dexter Rd | E-18 |  | 2012-03-21 |  | Ann Arbor Well Drilling | Semi-Annual | Residential Wells | 120 |  | 119 |  | 118 | 108 | 10 |  |  | 1075
38782 | Not Determined | 530 North Wagner Rd | D-18 |  |  |  |  | Not set | Residential Wells | [9 empty] | 1076
38784 | Not Determined | 564 North Wagner Rd | D-18 |  |  |  |  | Not set | Residential Wells | [9 empty] | 1077
38788 | Not Determined | 712 North Wagner Rd | C-18 |  | 1983-04-08 |  | Cribley Drilling Company | Not set | Residential Wells | 117 |  | 118 |  | 117 | 113 | 4 |  |  | 1078
38790 | Not Determined | 740 North Wagner Rd | B-18 |  |  |  |  | Not set | Residential Wells | [9 empty] | 1079
38792 | Not Determined | 772 North Wagner Rd | B-18 |  | 1997-01-23 |  | Cribley Drilling Company | Not set | Residential Wells | 115 |  | 117 |  | 115 | 105 | 10 |  |  | 1080
34210 | Not Determined | 5130 Jackson Rd | H-0 |  | 1980-06-16 |  |  | Randomly | Residential Wells | 54 |  | 54 |  | 54 | 46 | 8 |  |  | 1081
34220 |  | 5134 Jackson Rd | H-0 |  | 1980-06-16 |  |  | Randomly | Residential Wells | 54 |  |  |  | 54 | 46 | 8 |  |  | 1082
33570 | Not Determined | 4105 Jackson Rd | J-11 |  |  |  |  | Randomly | Residential Wells | [9 empty] | 1083
34240 | Not Determined | 5179 Jackson Rd | H-0 |  |  |  |  | Randomly | Residential Wells | [9 empty] | 1084
38705 | Not Determined | 701 Rose Drive | C-18 |  | 1993-05-11 |  | Cribley Drilling Co | Not set | Residential Wells | 118 |  | 119 |  | 118 | 108 | 10 |  |  | 1085
38707 | Not Determined | 704 Rose Drive | C-18 |  | 1988-08-26 |  |  | Not set | Residential Wells | 121 |  | 121 |  | 120 | 111 | 8 |  |  | 1086
38709 | Not Determined | 715 Rose Drive | C-19 |  | 2013-12-03 |  | Ann Arbor Well Drilling | Not set | Residential Wells | 115 |  |  |  | 110 | 100 | 10 |  |  | 1087
38725 | Not Determined | 739 Rose Drive | B-19 |  | 2000-09-07 |  | Cribley Drilling Co | Not set | Residential Wells | 112 |  | 113 |  | 112 | 107 | 5 |  |  | 1088
38727 | Not Determined | 747 Rose Drive | B-19 |  | 1994-08-29 |  | Cribley Drilling Co | Not set | Residential Wells | 170 |  | 171 |  | 170 | 166 | 4 |  |  | 1089
38729 | Not Determined | 755 Rose Drive | C-19 |  | 1992-06-09 |  | Gil Sunde Well Drilling | Not set | Residential Wells | 178 |  |  |  | 178 | 170 | 8 |  |  | 1090
38732 | Not Determined | 783 Rose Drive | C-20 |  | 1986-11-25 |  | Slusser Drilling Co | Not set | Residential Wells | 101 |  |  |  | 101 | 97 | 4 |  |  | 1091
38734 | Not Determined | 828 Rose Drive | C-21 |  | 1978-12-13 |  |  | Not set | Residential Wells | 88 |  |  |  | 88 | 84 | 4 |  |  | 1092
38735 | Not Determined | 841 Rose Drive | C-21 |  | 2001-07-20 |  | Cribley Drilling Co | Not set | Residential Wells | 130 |  | 131 |  | 130 | 125 | 5 |  |  | 1093
38736 | Not Determined | 858 Rose Drive | C-21 |  | 2000-07-12 |  | Ann Aqrbor Well Drilling | Not set | Residential Wells | 81 |  |  |  | 75 | 67 | 8 |  |  | 1094
38737 | Not Determined | 859 Rose Drive | B-21 |  |  |  |  | Not set | Residential Wells | [9 empty] | 1095
38738 | Not Determined | 891 Rose Drive | B-21 |  | 1993-01-21 |  | Cribley Drilling Co | Not set | Residential Wells | 98 |  | 99 |  | 98 | 92 | 6 |  |  | 1096
38739 | Not Determined | 892 Rose Drive | B-21 |  | 2010-04-24 |  | Cribley Drilling Co | Not set | Residential Wells | 94 |  |  |  | 94 | 84 | 10 |  |  | 1097
38740 | Not Determined | 907 Rose Drive | B-21 |  |  |  |  | Not set | Residential Wells | [9 empty] | 1098
38741 | Not Determined | 928 Rose Drive | A-21 |  | 1994-06-01 |  |  | Not set | Residential Wells | 90 |  | 91 |  | 90 | 80 | 10 |  |  | 1099
38742 | Not Determined | 933 Rose Drive | A-21 |  | 1997-03-31 |  | Cribley Drilling Co | Not set | Residential Wells | 104 |  | 105 |  | 104 | 94 | 10 |  |  | 1100
38743 | Not Determined | 940 Rose Drive | A-21 |  | 2004-10-06 |  | Ann Arbor Well Drilling | Not set | Residential Wells | 85 |  | 80 |  | 79 | 73 | 6 |  |  | 1101
38744 | Not Determined | 945 Rose Drive | A-21 |  | 1997-10-14 |  | Cribley Drilling Co | Not set | Residential Wells | 197 |  | 198 |  | 197 | 187 | 10 |  |  | 1102
38745 | Not Determined | 946 Rose Drive | A-21 |  | 2003-11-25 |  | Ann Arbor Well Drilling | Not set | Residential Wells | 84 |  | 84 |  | 83 | 78 | 5 |  |  | 1103
38746 | Not Determined | 953 Rose Drive | A-21 |  | 2005-08-31 |  | Ann Arbor Well Drilling | Not set | Residential Wells | 110 |  | 109 |  | 108 | 103 | 5 |  |  | 1104
38747 | Not Determined | 954 Rose Drive | A-21 |  | 1998-09-23 |  | Ann Arbor Well Drilling | Not set | Residential Wells | 79 |  | 80 |  | 79 | 75 | 4 |  |  | 1105
40136 | Surface Water | Creek/Hannah Nature Area | K-39 | 13287399.66 |  | 285753.54 |  | Not set | Surface Water | [9 empty] | 1106
41110 | Surface Water | West Park Pond | K-41 | 13288680.076 |  | 285922.746 |  | Randomly | Surface Water | [9 empty] | 1107
41120 | Surface Water | Seep #1-West Park | J-40 | 13287857.119 |  | 286527.202 |  | Randomly | Surface Water | [9 empty] | 1108
41130 | Not Applicable | Seep-401 7th | J-39 | 13287643.598 |  | 286638.026 |  | Randomly | Surface Water | [9 empty] | 1109
41140 | Surface Water | Seep-719 Washington | M-41 | 13288494.401 |  | 284886.832 |  | Randomly | Surface Water | [9 empty] | 1110
41150 | Surface Water | Seep-234 8th | M-39 | 13287442.981 |  | 284748.648 |  | Not set | Surface Water | [9 empty] | 1111
33420 | Not Determined | 221 Jackson Industrial Dr | [16 empty] | 1112
40138 | Surface Water | Allen Creek/Glendale | O-33 | 13284719.05 |  | 283402.85 |  | Randomly | Surface Water | [9 empty] | 1113
23709 | E | TW-23 | L28 | 13281940.54 | 2017-04-12 | 285620.05 | Brown Drilling Co | Monthly | Extraction Wells | 149 | 938 | 150 | 916.36 | 794 | 814 | 20 |  |  | 1114 | TW-23 is replacement well for TW-16. Test boring (TB-3-14-17-1) drilled/sampled 3/8/17 using Rotosonic drilling techniques. Extraction well (TW-23) was installed using mud rotary drilling techniques. XY location and TOC (Flange) re-surveyed 6/16/2017.
33102 | Not Determined | 3565 Dexter Rd | E-17 |  | 1998-11-12 |  | Cribley Drilling Co. | Randomly | Residential Wells | 103 |  | 104 |  | 103 | 93 | 10 |  |  | 1115
33104 | Not Determined | 3615 Dexter Rd | E-16 |  | 1998-10-07 |  | Ann Arbor Well Drilling | Randomly | Residential Wells | 100 |  | 101 |  | 100 | 96 | 4 |  |  | 1116
33106 | Not Determined | 3627 Dexter Rd | E-16 |  | 2011-11-21 |  | Ann Arbor Well Drilling | Randomly | Residential Wells | 106 |  | 102 |  | 101 | 94 | 7 |  |  | 1117
33108 | Not Determined | 3685 Dexter Rd | E-15 |  | 1977-07-10 |  | Ann Arbor Well Drilling | Randomly | Residential Wells | 93 |  | 94 |  | 93 | 89 | 4 |  |  | 1118
33110 | Not Determined | 3705 Dexter Rd | E-15 |  | 2008-06-30 |  | Cribley Drilling Co | Randomly | Residential Wells | 221 |  | 222 |  | 221 | 211 | 10 |  |  | 1119
33112 | Not Determined | 3739 Dexter Rd | E-15 |  | 1987-11-11 |  | Ann Arbor Well Drilling | Randomly | Residential Wells | 93 |  | 94 |  | 93 | 85 | 8 |  |  | 1120
33114 | Not Determined | 3749 Dexter Rd | E-15 |  | 1988-12-01 |  | Cribley Well Drilling | Randomly | Residential Wells | 204 |  | 205 |  | 204 | 200 | 4 |  |  | 1121
33116 | Not Determined | 3769 Dexter Rd | E-15 |  | 2002-06-18 |  | Cribley Well Drilling | Randomly | Residential Wells | 123 |  | 124 |  | 117 | 110 | 7 |  |  | 1122
33118 | Not Determined | 3779 Dexter Rd | E-15 |  | 2004-09-21 |  | Cribley Well Drilling | Randomly | Residential Wells | 184 |  | 185 |  | 184 | 178 | 6 |  |  | 1123
33120 | Not Determined | 3827 Dexter Rd | E-15 |  | 2003-02-12 |  | Cribley Well Drilling | Randomly | Residential Wells | 92 |  | 93 |  | 92 | 84 | 8 |  |  | 1124
33122 | Not Determined | 3839 Dexter Rd | E-14 |  | 1968-05-06 |  |  | Randomly | Residential Wells | 76 |  | 73 |  | 73 | 69 | 4 |  |  | 1125
38770 | Not Determined | 495 North Wagner Rd | E-17 |  | 1997-09-25 |  | Ann Arbor Well Drilling | Randomly | Residential Wells | 233 |  | 234 |  | 233 | 227 | 4 |  |  | 1126
1127
41112 | Surface Water | Arbor Landing Pond | F-19 | 13277255.80 |  | 287961.36 |  | Randomly | Surface Water | [9 empty] | 1128 | Pond at Arbor Landing Apartment Complex
41212 | Surface Water | Tributary/Outfall | L-13 | 13274301.36 |  | 285442.03 |  | Randomly | Surface Water | [9 empty] | 1129 | Un-named tributary of Honey Creek downstream of treatment system outfall.
41211 | Surface Water | Tributary/Park Rd | J-6 | 13270976.04 |  | 286373.53 |  | Randomly | Surface Water | [9 empty] | 1130 | Un-named tributary of Honey Creek at Park Road.
41105 | Surface Water | Little Lake | M-10 | 13273350.74 |  | 285209.96 |  | Randomly | Surface Water | [9 empty] | 1131
40140 | Surface Water | Allen Creek/West Park SW | K-40 | 13288096.44 |  | 285787.09 |  | Randomly | Surface Water | [9 empty] | 1132 | Manhole in West Park adjacent to swirl chamber.
29000 | Not Determined | 404 Adrienne Lane | B - |  | 2013-09-27 |  | Cribley Drilling company | Randomly | Residential Wells | 106 |  | 107 |  | 106 | 96 | 10 |  |  | 1133 | Replaced original 102 ft well installed in 1969
29500 | Not Determined | 407 Adrienne Lane | C - |  | 1968-08-20 |  |  | Randomly | Residential Wells |  |  | 98 |  | 98 | 94 | 4 |  |  | 1134
31402 | Not Determined | 4532 Breezewood Ct | D-6 |  |  |  |  | Randomly | Residential Wells | [9 empty] | 1135
31404 | Not Determined | 4541 Breezewood Ct | E-6 |  | 1979-11-23 |  |  | Randomly | Residential Wells | 136 |  | 136 |  | 134 | 130 | 4 |  |  | 1136
31406 | Not Determined | 4548 Breezewood Ct | D-6 |  |  |  |  | Randomly | Residential Wells | [9 empty] | 1137
31408 | Not Determined | 4583 Breezewood Ct | E-6 |  | 1980-07-11 |  |  | Randomly | Residential Wells | 133 |  | 133 |  | 133 | 129 | 4 |  |  | 1138
31410 | Not Determined | 4628 Breezewood Ct | D-5 |  | 1980-04-17 |  |  | Randomly | Residential Wells | 154 |  | 154 |  | 154 | 153 |  |  |  | 1139
31412 | Not Determined | 4667 Breezewood Ct | E-5 |  | 1986-09-02 |  |  | Randomly | Residential Wells | 92 |  | 93 |  | 92 | 88 | 4 |  |  | 1140
31414 | Not Determined | 4670 Breezewood Ct | E-5 |  | 1986-09-30 |  |  | Randomly | Residential Wells | 52 |  | 53 |  | 52 | 48 | 4 |  |  | 1141
31416 | Not Determined | 4712 Breezewood Ct | D-5 |  | 1980-06-11 |  |  | Randomly | Residential Wells | 137 |  | 137 |  | 137 | 133 | 4 |  |  | 1142
31487 | Not Determined | 5155 Christine Ct | E-1 |  | 2003-08-22 |  | Ann Arbor Well Drilling, Inc. | Randomly | Residential Wells | 80 |  | 71 |  | 70 | 60 | 10 |  |  | 1143
31489 | Not Determined | 5167 Christine Ct | E-0 |  |  |  |  | Randomly | Residential Wells | [9 empty] | 1144
31491 | Not Determined | 5171 Christine Ct | E-0 |  |  |  |  | Randomly | Residential Wells | [9 empty] | 1145
31493 | Not Determined | 5175 Christine Ct | E - |  |  |  |  | Randomly | Residential Wells | [9 empty] | 1146
31495 | Not Determined | 5179-5181 Christine Ct | E - |  |  |  |  | Randomly | Residential Wells | [9 empty] | 1147
31497 | Not Determined | 5056 Christine Dr | C-1 |  | 1974-02-28 |  |  | Randomly | Residential Wells | 96 |  | 96 |  | 96 | 92 | 4 |  |  | 1148
31499 | Not Determined | 5061 Christine Dr | C-1 |  |  |  |  | Randomly | Residential Wells | [9 empty] | 1149
31501 | Not Determined | 5089 Christine Dr | C-1 |  | 1987-06-17 |  |  | Randomly | Residential Wells | 75 |  | 76 |  | 75 | 67 | 8 |  |  | 1150
31503 | Not Determined | 5112 Christine Dr | C-0 |  | 1986-11-10 |  |  | Randomly | Residential Wells | 93 |  | 94 |  | 93 | 85 | 8 |  |  | 1151
31505 | Not Determined | 5119 Christine Dr | C-1 |  |  |  |  | Randomly | Residential Wells | [9 empty] | 1152
31507 | Not Determined | 5145 Christine Dr | D-1 |  |  |  |  | Randomly | Residential Wells | [9 empty] | 1153
31509 | Not Determined | 5159 Christine Dr | D-1 |  | 1985-10-30 |  |  | Randomly | Residential Wells | 96 |  | 97 |  | 96 | 88 | 8 |  |  | 1154
31511 | Not Determined | 5160 Christine Dr | D-0 |  | 1986-07-16 |  |  | Randomly | Residential Wells | 91 |  | 92 |  | 91 | 83 | 8 |  |  | 1155
31513 | Not Determined | 5161 Christine Dr | D-1 |  | 1985-11-06 |  |  | Randomly | Residential Wells | 96 |  | 97 |  | 96 | 88 | 8 |  |  | 1156
31515 | Not Determined | 5163-5165 Christine Dr | E-0 |  |  |  |  | Randomly | Residential Wells | [9 empty] | 1157
31517 | Not Determined | 5183-5185 Christine Dr | D-0 |  |  |  | Ann Arbor Well Drilling, Inc. | Randomly | Residential Wells | 90 |  | 86 |  | 85 | 81 | 4 |  |  | 1158
31519 | Not Determined | 5188 Christine Dr | D-0 |  | 1986-11-11 |  |  | Randomly | Residential Wells | 90 |  |  |  | 90 | 82 | 8 |  |  | 1159
31780 | Not Determined | 4564 Countryside Ct | C-6 |  | 1980-03-28 |  |  | Randomly | Residential Wells | 119 |  | 119 |  | 117.5 | 113.5 | 4 |  |  | 1160
31785 | Not Determined | 4580 Countryside Ct | C-6 |  | 1980-03-07 |  |  | Randomly | Residential Wells | 143 |  | 143 |  | 143 | 139 | 4 |  |  | 1161
31790 | Not Determined | 4596 Countryside Ct | C-6 |  | 1980-04-29 |  |  | Randomly | Residential Wells | 162 |  | 150 |  | 150 | 146 | 4 |  |  | 1162
31795 | Not Determined | 4612 Countryside Ct | D-5 |  | 1980-05-23 |  |  | Randomly | Residential Wells | 131 |  |  |  | 131 | 127 | 4 |  |  | 1163
33379 | Not Determined | 521 Florence St | D - |  | 1987-05-28 |  |  | Randomly | Residential Wells | 99 |  | 100 |  | 99 | 91 | 8 |  |  | 1164
33381 | Not Determined | 565 Florence St | C - |  | 1987-07-07 |  |  | Randomly | Residential Wells | 102 |  | 103 |  | 102 | 94 | 8 |  |  | 1165
33383 | Not Determined | 584 Florence St | C-0 |  | 1986-12-10 |  |  | Randomly | Residential Wells | 96 |  | 97 |  | 96 | 88 | 8 |  |  | 1166
33385 | Not Determined | 603 Florence St | C - |  |  |  |  | Randomly | Residential Wells | [9 empty] | 1167
33387 | Not Determined | 630 Florence St | C-0 |  |  |  |  | Randomly | Residential Wells | [9 empty] | 1168
33389 | Not Determined | 670 Florence St | C-0 |  |  |  |  | Randomly | Residential Wells | [9 empty] | 1169
33391 | Not Determined | 706 Florence St | B-0 |  | 2001-06-05 |  |  | Randomly | Residential Wells | 106 |  | 108 |  | 106 | 96 | 10 |  |  | 1170
33414 | Not Determined | 672 Halcyon Ct | C-2 |  | 1980-12-19 |  |  | Randomly | Residential Wells | 83 |  | 83 |  | 83 | 79 | 4 |  |  | 1171
33412 | Not Determined | 663 Halcyon Ct | C-2 |  | 1980-11-25 |  |  | Randomly | Residential Wells | 82 |  | 82 |  | 82 | 78 | 4 |  |  | 1172
33416 | Not Determined | 705 Halcyon Ct | B-2 |  | 1980-08-01 |  |  | Randomly | Residential Wells | 78 |  | 78 |  | 78 | 74 | 4 |  |  | 1173
33418 | Not Determined | 714 Halcyon Ct | B-3 |  | 1980-02-04 |  |  | Randomly | Residential Wells | 75 |  | 72.5 |  | 72.5 | 68.5 | 4 |  |  | 1174
38665 | Not Determined | 619 Ridgemont Ln | C-1 |  | 1978-03-25 |  |  | Randomly | Residential Wells | 61 |  | 61 |  | 61 | 57 | 4 |  |  | 1175
38670 | Not Determined | 642 Ridgemont Ln | C-1 |  | 1979-05-01 |  |  | Randomly | Residential Wells | 94 |  | 94 |  | 94 | 90 | 4 |  |  | 1176
38675 | Not Determined | 679 Ridgemont Ln | B-0 |  | 2013-06-21 |  | Ann Arbor Well Drilling, Inc. | Randomly | Residential Wells | 76 |  | 77 |  | 76 | 68 | 8 |  |  | 1177
38680 | Not Determined | 684 Ridgemont Ln | B-1 |  | 1974-05-22 |  |  | Randomly | Residential Wells | 65 |  | 65 |  | 65 | 61 | 4 |  |  | 1178
39617 | Not Determined | 595 Sciomeadow Dr | C-3 |  | 1986-04-24 |  |  | Randomly | Residential Wells | 80 |  | 80 |  | 80 | 76 | 4 |  |  | 1179
39618 | Not Determined | 598 Sciomeadow Dr | C-4 |  | 1984-09-08 |  |  | Randomly | Residential Wells | 93 |  | 93 |  | 93 | 85 | 8 |  |  | 1180
39619 | Not Determined | 627 Sciomeadow Dr | C-3 |  | 1981-02-17 |  |  | Randomly | Residential Wells | 96 |  | 96 |  | 96 | 85 | 11 |  |  | 1181
39629 | Not Determined | 630 Sciomeadow Dr | C-4 |  | 1987-02-27 |  |  | Randomly | Residential Wells | 76 |  | 76 |  | 76 | 72 | 4 |  |  | 1182
39621 | Not Determined | 659 Sciomeadow Dr | C-3 |  | 1986-10-21 |  |  | Randomly | Residential Wells | 97 |  |  |  | 97 | 93 | 4 |  |  | 1183
39622 | Not Determined | 672 Sciomeadow Dr | B-4 |  | 1987-01-08 |  |  | Randomly | Residential Wells | 77 |  | 77 |  | 77 | 73 | 4 |  |  | 1184
39623 | Not Determined | 691 Sciomeadow Dr | B-3 |  | 1987-02-27 |  |  | Randomly | Residential Wells | 76 |  | 76 |  | 76 | 72 | 4 |  |  | 1185
39623 | Not Determined | 714 Sciomeadow Dr | B-4 |  |  |  |  | Randomly | Residential Wells | [9 empty] | 1186
39970 | Not Determined | 250 W Delhi Rd | F-7 |  |  |  |  | Randomly | Monitoring Wells | [9 empty] | 1187
39975 | Not Determined | 255 W Delhi Rd | F-7 |  |  |  |  | Randomly | Residential Wells | [9 empty] | 1188
39980 | Not Determined | 304 W Delhi Rd | F-8 |  |  |  |  | Randomly | Residential Wells | [9 empty] | 1189
39985 | Not Determined | 310 W Delhi Rd | F-8 |  |  |  |  | Randomly | Residential Wells | [9 empty] | 1190
39990 | Not Determined | 325 W Delhi Rd | F-5 |  | 1977-05-16 |  |  | Randomly | Residential Wells | 156 |  | 156 |  | 156 | 152 | 4 |  |  | 1191
39995 | Not Determined | 345 W Delhi Rd | F-7 |  | 1984-12-17 |  |  | Randomly | Residential Wells | 152 |  | 152 |  | 152 | 148 |  |  |  | 1192
40005 | Not Determined | 360 W Delhi Rd | E-7 |  | 2003-12-03 |  | Edward Birkmeier Well Drilling | Randomly | Residential Wells | 162 |  | 161 |  | 160 | 150 | 10 |  |  | 1193 | Replaced 144 foot well drilled in 1979.
40010 | Not Determined | 367 W Delhi Rd | E-6 |  |  |  |  | Randomly | Residential Wells | [9 empty] | 1194
40015 | Not Determined | 379 W Delhi Rd | E-6 |  |  |  |  | Randomly | Residential Wells | [9 empty] | 1195
40020 | Not Determined | 380 W Delhi Rd | E-8 |  |  |  |  | Randomly | Residential Wells | [9 empty] | 1196
40025 | Not Determined | 384 W Delhi Rd | E-7 |  |  |  |  | Randomly | Residential Wells | [9 empty] | 1197
40030 | Not Determined | 395 W Delhi Rd | E-7 |  | 2003-03-26 |  | Cribley Drilling Company Inc | Randomly | Not Applicable | 157 |  | 159 |  | 157 | 149 | 8 |  |  | 1198
40035 | Not Determined | 396-398 W Delhi Rd | E-8 |  |  |  |  | Randomly | Residential Wells | [9 empty] | 1199
40040 | Not Determined | 420 W Delhi Rd | D-7 |  | 1986-04-04 |  |  | Randomly | Residential Wells | 123 |  |  |  | 123 | 119 | 4 |  |  | 1200
40045 | Not Determined | 442 W Delhi Rd | D-7 |  |  |  |  | Randomly | Residential Wells | [9 empty] | 1201
40050 | Not Determined | 530 W Delhi Rd | D-7 |  | 1980-12-01 |  |  | Randomly | Residential Wells | 93 |  |  |  | 93 | 89 | 4 |  |  | 1202
40055 | Not Determined | 531 W Delhi Rd | D-6 |  | 1979-11-02 |  |  | Randomly | Residential Wells | 145 |  |  |  | 145 | 141 | 4 |  |  | 1203
40060 | Not Determined | 548 W Delhi Rd | C-7 |  | 1983-05-05 |  |  | Randomly | Residential Wells | 92 |  |  |  | 92 | 88 | 4 |  |  | 1204
40065 | Not Determined | 553 W Delhi Rd | C-6 |  | 1979-08-18 |  |  | Randomly | Residential Wells | 109 |  |  |  | 109 | 105 | 4 |  |  | 1205
40070 | Not Determined | 575 W Delhi Rd | C-6 |  | 1972-09-20 |  |  | Randomly | Residential Wells | 63 |  |  |  | 63 | 59 | 4 |  |  | 1206
38749 | Not Determined | 819 Rose Drive | C-20 |  |  |  |  | Randomly | Residential Wells | [9 empty] | 1207
40905 | Surface Water | Smith Pond - West | R11 | 13273440.873 |  | 282649.781 |  | Randomly | Surface Water | [9 empty] | 1208
40910 | Surface Water | Smith Pond - East | R11 | 13273536.380 |  | 282645.349 |  | Randomly | Surface Water | [9 empty] | 1209
41214 | Surface Water | Tributary/Outfall Upstream | L-13 | 13275117.627 |  | 285206.803 |  | Randomly | Surface Water | [9 empty] | 1210 | Un-named tributary of Honey Creek approximately 60 feet upstram of treatment system outfall.
41216 | Surface Water | Tributary/Marshy Area | L-14 | 13275132.815 |  | 285183.622 |  | Randomly | Surface Water | [9 empty] | 1211 | Un-named tributary of Honey Creek approximately 300 feet upstream of treatment system outfall. Location is between the outfall and Marshy Area.
40141 | Surface Water | Allen Creek/Chapin St | K-42 | 13289267.643 |  | 285859.269 |  | Randomly | Surface Water | [9 empty] | 1212 | Manhole on Chapin Street south of entrance to West Park.
40142 | Surface Water | Allen Creek/Maple Ridge-Arborview | I-39 | 13287457.793 |  | 287068.321 |  | Randomly | Surface Water | [9 empty] | 1213 | Manhole at the intersection of Maple Ridge and Arborview Blvd.
40143 | Surface Water | Allen Creek/Wildwood-Arborview | I-35 | 13285366.443 |  | 287048.941 |  | Randomly | Surface Water | [9 empty] | 1214 | Manhole at the intersection of Wildwood Ave and Arborview Blvd.
40144 | Surface Water | Allen Creek/Murray Ave | M-41 | 13288668.305 |  | 284828.27 |  | Randomly | Surface Water | [9 empty] | 1215 | Manhole on Murray Ave south of Washington Street.
40145 | Surface Water | Allen Creek/Eighth St | N39 | 13287561.112 |  | 284707.382 |  | Randomly | Surface Water | [9 empty] | 1216
40146 | Surface Water | Allen Creek/Maryfield-Wildwood Park | J-34 | 13285225.099 |  | 286380.905 |  | Randomly | Surface Water | [9 empty] | 1217 | Manhole in the ravine in Maryfield-Wildwood Park.
23714 | SW | TW-28 | P-15 | 13275785.79 | 2019-01-09 | 283511.34 | Stearns Drilling Company | Extraction Monthly | Extraction Wells | 72 |  | 71 | 910.93 | 70 | 60 | 10 |  |  | 1218 | Replacement extraction well for TW-8.
31409 | Not Determined | 4625 Breezewood Ct | D-5 |  | 1980-06-02 |  |  | Randomly | Residential Wells | 132 |  | 132 |  | 132 | 128 | 4 |  |  | 1220
31415 | Not Determined | 4709 Breezewood Ct | E-5 |  | 1986-12-05 |  |  | Randomly | Residential Wells | 51 |  | 48 |  | 47 | 43 | 4 |  |  | 1221
39510 | Not Determined | 1210 S Wagner Rd |  |  | 1989-08-15 |  | Ann Arbor Well Drilling | Randomly | Residential Wells | 165 |  | 166 |  | 165 | 161 | 4 |  |  | 1222
38759 | Not Determined | 4163 Saginaw Ct |  |  | 1984-09-05 |  | Ann Arbor Well Drilling | Randomly | Residential Wells | 134 |  | 135 |  | 134 | 130 | 4 |  |  | 1223
38756 | Not Determined | 4154 Saginaw Ct |  |  | 1986-10-29 |  |  | Randomly | Residential Wells | 136 |  | 137 |  | 136 | 132 | 4 |  |  | 1224
38762 | Not Determined | 4225 Saginaw Ct |  |  | 1988-11-17 |  | Cribley Drilling Company | Randomly | Residential Wells | 156 |  | 157 |  | 156 | 152 | 4 |  |  | 1225
38753 | Not Determined | 1149 Southwood Ct |  |  | 1989-07-14 |  | Cribley Drilling Company | Randomly | Residential Wells | 257 |  | 258 |  | 257 | 249 | 8 |  |  | 1226
40047 | Not Determined | 464 W Delhi Rd | D-7 |  | 1988-09-08 |  | Ann Arbor Well Drilling | Randomly | Residential Wells | 115 |  | 116 |  | 115 | 111 | 4 |  |  | 1227
40049 | Not Determined | 486 W Delhi Rd | D-7 |  | 1989-08-10 |  | Ann Arbor Well Drilling | Randomly | Residential Wells | 118 |  | 119 |  | 118 | 114 | 4 |  |  | 1228
39999 | Not Determined | 355 W Delhi Rd | E-6 |  | 2007-08-16 |  | Ann Arbor Well Drilling | Randomly | Residential Wells | 146 |  | 145 |  | 144 | 139 | 5 |  |  | 1229
40072 | Not Determined | 3851 W Liberty Rd |  |  | 2005-02-15 |  | ann Arbor Well Drilling | Randomly | Residential Wells | 182 |  | 178 |  | 177 | 167 | 10 |  |  | 1230
40078 | Not Determined | 4281 W Liberty Rd |  |  | 1996-10-14 |  | Cribley Drilling Company | Randomly | Residential Wells | 150 |  | 147 |  | 146 | 136 | 10 |  |  | 1231
40080 | Not Determined | 4315 W Liberty Rd |  |  | 2003-10-18 |  | Cribley Drilling Company | Randomly | Residential Wells | 120 |  | 120 |  | 120 | 110 | 10 |  |  | 1232
40081 | Not Determined | 4340 W Liberty Rd |  |  | 2012-06-15 |  | cribley Well Drilling | Randomly | Residential Wells |  |  | 107 |  | 106 | 100 | 6 |  |  | 1233
40082 | Not Determined | 4370 W Liberty Rd |  |  | 2009-11-16 |  | Cribley Drilling Company | Randomly | Residential Wells | 160 |  | 161 |  | 160 | 150 | 10 |  |  | 1234
40083 | Not Determined | 4435 W Liberty Rd |  |  | 2001-07-30 |  | Cribley Well Drilling | Randomly | Residential Wells | 112 |  | 114 |  | 112 | 102 | 10 |  |  | 1235
40084 | Not Determined | 4534 W Liberty |  |  | 2009-12-27 |  | Cribley Well Drilling | Randomly | Residential Wells | 93 |  | 94 |  | 93 | 88 | 5 |  |  | 1236
40086 | Not Determined | 4564 W Liberty Rd | [5 empty] | Randomly | Residential Wells | [9 empty] | 1237
40087 | Not Determined | 4694 W Liberty Rd |  |  | 2005-07-18 |  | Keller Well Drilling | Randomly | Residential Wells | 86 |  | 87 |  | 86 | 82 | 4 |  |  | 1238
40073 | Not Determined | 3893 W Liberty Rd |  |  | 2001-09-11 |  | Cribley Drilling Company | Randomly | Residential Wells | 234 |  | 234 |  | 234 | 224 | 10 |  |  | 1239
40074 | Not Determined | 4050 W Liberty Rd |  |  | 1982-05-18 |  |  | Randomly | Residential Wells | 137 |  | 137 |  | 137 | 131 | 6 |  |  | 1240
40074 | Not Determined | 4050 W Liberty Rd |  |  | 1991-06-21 |  | Ann Arbor Well Drilling | Randomly | Residential Wells | 152 |  | 153 |  | 152 | 144 | 8 |  |  | 1241
40076 | Not Determined | 4144 W Liberty Rd |  |  | 1989-10-02 |  | Cribley Well Drilling | Randomly | Residential Wells | 152 |  | 153 |  | 152 | 148 | 4 |  |  | 1242
40077 | Not Determined | 4200 W Liberty Rd |  |  | 2015-08-11 |  | Cribley Well Drilling | Randomly | Residential Wells | 126 |  | 127 |  | 126 | 116 | 10 |  |  | 1243
40079 | Not Determined | 4300 W Liberty Rd |  |  | 1980-01-03 |  |  | Randomly | Residential Wells | 106 |  | 106 |  | 106 | 102 | 4 |  |  | 1244
40085 | Not Determined | 4500 W Liberty Rd |  |  | 2009-09-15 |  | Cribley Well Drilling | Randomly | Residential Wells | 90 |  | 91 |  | 90 | 83 | 7 |  |  | 1245
40108 | Not Determined | 1049 Westview Way |  |  | 1994-10-24 |  | Cribley Drilling Company | Randomly | Residential Wells | 280 |  | 281 |  | 280 | 272 | 8 |  |  | 1246
40106 | Not Determined | 1021 Westview Way |  |  | 1994-07-12 |  | Cribley Well Drilling | Randomly | Residential Wells | 268 |  | 269 |  | 268 | 260 | 8 |  |  | 1247
40107 | Not Determined | 1024 Westview Way | [5 empty] | Randomly | Residential Wells | [9 empty] | 1248
40109 | Not Determined | 1052 Westview Way |  |  | 1996-02-21 |  | Cribley Drilling Company | Randomly | Residential Wells | 276 |  | 277 |  | 276 | 268 | 8 |  |  | 1249
40110 | Not Determined | 1080 Westview Way |  |  | 1996-10-29 |  | Cribley Drilling Company | Randomly | Residential Wells | 276 |  | 277 |  | 276 | 268 | 8 |  |  | 1250
40111 | Not Determined | 1105 Westview Way |  |  | 1990-06-21 |  | Cribley Well Drilling | Randomly | Residential Wells | 251 |  | 252 |  | 251 | 243 | 8 |  |  | 1251
40112 | Not Determined | 1108 Westview Way |  |  | 1993-09-01 |  | Cribley Well Drilling | Randomly | Residential Wells | 266 |  | 267 |  | 266 | 258 | 8 |  |  | 1252
40113 | Not Determined | 1130 Westview Way |  |  | 1992-04-03 |  | Cribley Well Drilling | Randomly | Residential Wells | 282 |  | 281.5 |  | 280.5 | 276.5 | 4 |  |  | 1253
40135 | Surface Water | Honey Creek/W Huron Dr |  | 13277885.41 |  | 298676.58 |  | Randomly | Surface Water | [9 empty] | 1254
751 | Surface Water | Huron River/Maple Rd Bridge (Foster Bridge) |  | 13282494.73 |  | 298352.18 |  | Randomly | Surface Water | [9 empty] | 1255
40075 | Not Determined | 4105 W Liberty Rd | [5 empty] | Randomly | Residential Wells | [9 empty] | 1256
41151 | Not Applicable | Storm Grate-8th | M-39 |  |  |  |  | Randomly | Not Applicable | [9 empty] | 1257